## LLL_max_6
name | pf_ikss_from_ka | pf_ikss_to_ka | pf_ip_from_ka | pf_ip_to_ka | pf_skss_from_mw | pf_skss_to_mw | pf_p_from_mw | pf_p_to_mw | pf_q_from_mvar | pf_q_to_mvar | pf_ikss_from_degree | pf_ikss_to_degree | pf_vm_from_pu | pf_vm_to_pu | pf_va_from_degree | pf_va_to_degree
Line0_1_2 | 0.31228 | 0.31228 | 0 | 0 | 0.21635 | 0.21635 | -0.079373 | 0.082298 | -0.14972 | 0.15557 | 112.3076 | -67.6924 | 0.78323 | 0.81346 | -5.6229 | -5.5721
Line10_11_12 | 0.2776 | 0.2776 | 0 | 0 | 0.19233 | 0.19233 | -0.076336 | 0.078648 | -0.14172 | 0.14634 | 112.8061 | -67.1939 | 0.83696 | 0.86383 | -5.5032 | -5.4489
Line11_12_13 | 0.2776 | 0.2776 | 0 | 0 | 0.19233 | 0.19233 | -0.078648 | 0.08096 | -0.14634 | 0.15096 | 112.8061 | -67.1939 | 0.86383 | 0.89069 | -5.4489 | -5.3979
Line12_13_15 | 0 | 0 | 0 | 0 | 0 | 0 | 0 | 0 | 0 | 0 | 0 | 0 | 0.89069 | 0.89069 | -5.3979 | -5.3979
Line13_13_14 | 0.2776 | 0.2776 | 0 | 0 | 0.19233 | 0.19233 | -0.08096 | 0.083272 | -0.15096 | 0.15559 | 112.8061 | -67.1939 | 0.89069 | 0.91756 | -5.3979 | -5.3499
Line14_15_16 | 0 | 0 | 0 | 0 | 0 | 0 | 0 | 0 | 0 | 0 | 0 | 0 | 0.89069 | 0.89069 | -5.3979 | -5.3979
Line15_16_17 | 0 | 0 | 0 | 0 | 0 | 0 | 0 | 0 | 0 | 0 | 0 | 0 | 0.89069 | 0.89069 | -5.3979 | -5.3979
Line16_4_18 | 4.3777 | 4.3777 | 0 | 8.1703 | 3.033 | 3.033 | 0.57494 | -1e-07 | 1.1499 | -1e-07 | -69.1517 | 110.8483 | 0.42387 | 0 | -5.7167 | 0
Line17_5_19 | 0.33304 | 0.33304 | 0 | 0 | 0.23074 | 0.23074 | -0.087145 | 0.090473 | -0.16676 | 0.17342 | 112.0096 | -67.9904 | 0.81547 | 0.84771 | -5.5806 | -5.5416
Line1_1_3 | 0.2776 | 0.2776 | 0 | 0 | 0.19233 | 0.19233 | -0.071713 | 0.074024 | -0.13247 | 0.13709 | 112.8061 | -67.1939 | 0.78323 | 0.81009 | -5.6229 | -5.561
Line2_1_4 | 3.7114 | 3.7114 | 0 | 0 | 2.5713 | 2.5713 | 0.90415 | -0.49091 | 1.7996 | -0.97311 | -68.9471 | 111.0529 | 0.78323 | 0.42387 | -5.6229 | -5.7167
Line3_1_5 | 0.33304 | 0.33304 | 0 | 0 | 0.23074 | 0.23074 | -0.083818 | 0.087145 | -0.16011 | 0.16676 | 112.0096 | -67.9904 | 0.78323 | 0.81547 | -5.6229 | -5.5806
Line4_2_6 | 0.31228 | 0.31228 | 0 | 0 | 0.21635 | 0.21635 | -0.082298 | 0.085224 | -0.15557 | 0.16142 | 112.3076 | -67.6924 | 0.81346 | 0.84369 | -5.5721 | -5.525
Line5_6_7 | 0.31228 | 0.31228 | 0 | 0 | 0.21635 | 0.21635 | -0.085224 | 0.08815 | -0.16142 | 0.16727 | 112.3076 | -67.6924 | 0.84369 | 0.87392 | -5.525 | -5.4811
Line6_7_8 | 0 | 0 | 0 | 0 | 0 | 0 | 0 | 0 | 0 | 0 | 0 | 0 | 0.87392 | 0.87392 | -5.4811 | -5.4811
Line7_8_9 | 0 | 0 | 0 | 0 | 0 | 0 | 0 | 0 | 0 | 0 | 0 | 0 | 0.87392 | 0.87392 | -5.4811 | -5.4811
Line8_8_10 | 0 | 0 | 0 | 0 | 0 | 0 | 0 | 0 | 0 | 0 | 0 | 0 | 0.87392 | 0.87392 | -5.4811 | -5.4811
Line9_3_11 | 0.2776 | 0.2776 | 0 | 0 | 0.19233 | 0.19233 | -0.074024 | 0.076336 | -0.13709 | 0.14172 | 112.8061 | -67.1939 | 0.81009 | 0.83696 | -5.561 | -5.5032

## LLL_max_10
name | pf_ikss_from_ka | pf_ikss_to_ka | pf_ip_from_ka | pf_ip_to_ka | pf_skss_from_mw | pf_skss_to_mw | pf_p_from_mw | pf_p_to_mw | pf_q_from_mvar | pf_q_to_mvar | pf_ikss_from_degree | pf_ikss_to_degree | pf_vm_from_pu | pf_vm_to_pu | pf_va_from_degree | pf_va_to_degree
Line0_1_2 | 0.32184 | 0.32184 | 0 | 0 | 0.22297 | 0.22297 | -0.085258 | 0.088366 | -0.15914 | 0.16535 | 112.3717 | -67.6283 | 0.80969 | 0.84084 | -5.8083 | -5.7484
Line10_11_12 | 0.2873 | 0.2873 | 0 | 0 | 0.19904 | 0.19904 | -0.082283 | 0.084759 | -0.1513 | 0.15626 | 112.8657 | -67.1343 | 0.86529 | 0.89309 | -5.6727 | -5.6112
Line11_12_13 | 0.2873 | 0.2873 | 0 | 0 | 0.19904 | 0.19904 | -0.084759 | 0.087235 | -0.15626 | 0.16121 | 112.8657 | -67.1343 | 0.89309 | 0.92089 | -5.6112 | -5.5535
Line12_13_15 | 0 | 0 | 0 | 0 | 0 | 0 | 0 | 0 | 0 | 0 | 0 | 0 | 0.92089 | 0.92089 | -5.5535 | -5.5535
Line13_13_14 | 0.2873 | 0.2873 | 0 | 0 | 0.19904 | 0.19904 | -0.087235 | 0.089711 | -0.16121 | 0.16616 | 112.8657 | -67.1343 | 0.92089 | 0.94869 | -5.5535 | -5.4991
Line14_15_16 | 0 | 0 | 0 | 0 | 0 | 0 | 0 | 0 | 0 | 0 | 0 | 0 | 0.92089 | 0.92089 | -5.5535 | -5.5535
Line15_16_17 | 0 | 0 | 0 | 0 | 0 | 0 | 0 | 0 | 0 | 0 | 0 | 0 | 0.92089 | 0.92089 | -5.5535 | -5.5535
Line16_4_18 | 4.5169 | 4.5169 | 0 | 8.4512 | 3.1294 | 3.1294 | 0.61208 | -1e-07 | 1.2242 | -1e-07 | -69.3234 | 110.6766 | 0.43735 | 0 | -5.8885 | 0
Line17_5_19 | 0.34237 | 0.34237 | 0 | 0 | 0.2372 | 0.2372 | -0.093347 | 0.096863 | -0.17679 | 0.18382 | 112.0783 | -67.9217 | 0.84283 | 0.87597 | -5.7563 | -5.7082
Line1_1_3 | 0.2873 | 0.2873 | 0 | 0 | 0.19904 | 0.19904 | -0.07733 | 0.079807 | -0.1414 | 0.14635 | 112.8657 | -67.1343 | 0.80969 | 0.83749 | -5.8083 | -5.7382
Line2_1_4 | 3.8455 | 3.8455 | 0 | 0 | 2.6642 | 2.6642 | 0.9679 | -0.52426 | 1.9279 | -1.0406 | -69.149 | 110.851 | 0.80969 | 0.43735 | -5.8083 | -5.8885
Line3_1_5 | 0.34237 | 0.34237 | 0 | 0 | 0.2372 | 0.2372 | -0.08983 | 0.093347 | -0.16976 | 0.17679 | 112.0783 | -67.9217 | 0.80969 | 0.84283 | -5.8083 | -5.7563
Line4_2_6 | 0.32184 | 0.32184 | 0 | 0 | 0.22297 | 0.22297 | -0.088366 | 0.091473 | -0.16535 | 0.17157 | 112.3717 | -67.6283 | 0.84084 | 0.87199 | -5.7484 | -5.6929
Line5_6_7 | 0.32184 | 0.32184 | 0 | 0 | 0.22297 | 0.22297 | -0.091473 | 0.09458 | -0.17157 | 0.17778 | 112.3717 | -67.6283 | 0.87199 | 0.90314 | -5.6929 | -5.6411
Line6_7_8 | 0 | 0 | 0 | 0 | 0 | 0 | 0 | 0 | 0 | 0 | 0 | 0 | 0.90314 | 0.90314 | -5.6411 | -5.6411
Line7_8_9 | 0 | 0 | 0 | 0 | 0 | 0 | 0 | 0 | 0 | 0 | 0 | 0 | 0.90314 | 0.90314 | -5.6411 | -5.6411
Line8_8_10 | 0 | 0 | 0 | 0 | 0 | 0 | 0 | 0 | 0 | 0 | 0 | 0 | 0.90314 | 0.90314 | -5.6411 | -5.6411
Line9_3_11 | 0.2873 | 0.2873 | 0 | 0 | 0.19904 | 0.19904 | -0.079807 | 0.082283 | -0.14635 | 0.1513 | 112.8657 | -67.1343 | 0.83749 | 0.86529 | -5.7382 | -5.6727

## LLL_max_fault_6
name | pf_ikss_from_ka | pf_ikss_to_ka | pf_ip_from_ka | pf_ip_to_ka | pf_skss_from_mw | pf_skss_to_mw | pf_p_from_mw | pf_p_to_mw | pf_q_from_mvar | pf_q_to_mvar | pf_ikss_from_degree | pf_ikss_to_degree | pf_vm_from_pu | pf_vm_to_pu | pf_va_from_degree | pf_va_to_degree
Line0_1_2 | 0.11397 | 0.11397 | 0 | 0 | 0.07896 | 0.07896 | -0.0059285 | 0.0063182 | -0.086184 | 0.086964 | 93.9501 | -86.0499 | 1.0941 | 1.1043 | 0.015028 | -0.20528
Line10_11_12 | 0.10161 | 0.10161 | 0 | 0 | 0.070395 | 0.070395 | -0.0056221 | 0.0059318 | -0.078093 | 0.078713 | 93.7393 | -86.2607 | 1.1122 | 1.1213 | -0.37842 | -0.57036
Line11_12_13 | 0.10161 | 0.10161 | 0 | 0 | 0.070395 | 0.070395 | -0.0059318 | 0.0062416 | -0.078713 | 0.079332 | 93.7393 | -86.2607 | 1.1213 | 1.1304 | -0.57036 | -0.75921
Line12_13_15 | 0 | 0 | 0 | 0 | 0 | 0 | 0 | 0 | 0 | 0 | 0 | 0 | 1.1304 | 1.1304 | -0.75921 | -0.75921
Line13_13_14 | 0.10161 | 0.10161 | 0 | 0 | 0.070395 | 0.070395 | -0.0062416 | 0.0065513 | -0.079332 | 0.079952 | 93.7393 | -86.2607 | 1.1304 | 1.1396 | -0.75921 | -0.94504
Line14_15_16 | 0 | 0 | 0 | 0 | 0 | 0 | 0 | 0 | 0 | 0 | 0 | 0 | 1.1304 | 1.1304 | -0.75921 | -0.75921
Line15_16_17 | 0 | 0 | 0 | 0 | 0 | 0 | 0 | 0 | 0 | 0 | 0 | 0 | 1.1304 | 1.1304 | -0.75921 | -0.75921
Line16_4_18 | 0.035928 | 0.035928 | 0 | 0.067053 | 0.024892 | 0.024892 | 0.019401 | -0.019362 | 0.01944 | -0.019362 | -45.1924 | 134.8076 | 1.1034 | 1.1001 | -0.13527 | -0.19239
Line17_5_19 | 0.12134 | 0.12134 | 0 | 0 | 0.084068 | 0.084068 | -0.0069566 | 0.0073983 | -0.092629 | 0.093513 | 94.0768 | -85.9232 | 1.1049 | 1.1158 | -0.21815 | -0.44678
Line1_1_3 | 0.10161 | 0.10161 | 0 | 0 | 0.070395 | 0.070395 | -0.0050027 | 0.0053124 | -0.076855 | 0.077474 | 93.7393 | -86.2607 | 1.0941 | 1.1031 | 0.015028 | -0.18332
Line2_1_4 | 0.10052 | 0.10052 | 0 | 0 | 0.069642 | 0.069642 | -0.012267 | 0.01257 | -0.0752 | 0.075806 | 99.2797 | -80.7203 | 1.0941 | 1.1034 | 0.015028 | -0.13527
Line3_1_5 | 0.12134 | 0.12134 | 0 | 0 | 0.084068 | 0.084068 | -0.0065149 | 0.0069566 | -0.091746 | 0.092629 | 94.0768 | -85.9232 | 1.0941 | 1.1049 | 0.015028 | -0.21815
Line4_2_6 | 0.11397 | 0.11397 | 0 | 0 | 0.07896 | 0.07896 | -0.0063182 | 0.0067078 | -0.086964 | 0.087743 | 93.9501 | -86.0499 | 1.1043 | 1.1145 | -0.20528 | -0.42156
Line5_6_7 | 0.11397 | 0.11397 | 0 | 0 | 0.07896 | 0.07896 | -0.0067078 | 0.0070975 | -0.087743 | 0.088522 | 93.9501 | -86.0499 | 1.1145 | 1.1247 | -0.42156 | -0.6339
Line6_7_8 | 0 | 0 | 0 | 0 | 0 | 0 | 0 | 0 | 0 | 0 | 0 | 0 | 1.1247 | 1.1247 | -0.6339 | -0.6339
Line7_8_9 | 0 | 0 | 0 | 0 | 0 | 0 | 0 | 0 | 0 | 0 | 0 | 0 | 1.1247 | 1.1247 | -0.6339 | -0.6339
Line8_8_10 | 0 | 0 | 0 | 0 | 0 | 0 | 0 | 0 | 0 | 0 | 0 | 0 | 1.1247 | 1.1247 | -0.6339 | -0.6339
Line9_3_11 | 0.10161 | 0.10161 | 0 | 0 | 0.070395 | 0.070395 | -0.0053124 | 0.0056221 | -0.077474 | 0.078093 | 93.7393 | -86.2607 | 1.1031 | 1.1122 | -0.18332 | -0.37842

## LLL_max_fault_10
name | pf_ikss_from_ka | pf_ikss_to_ka | pf_ip_from_ka | pf_ip_to_ka | pf_skss_from_mw | pf_skss_to_mw | pf_p_from_mw | pf_p_to_mw | pf_q_from_mvar | pf_q_to_mvar | pf_ikss_from_degree | pf_ikss_to_degree | pf_vm_from_pu | pf_vm_to_pu | pf_va_from_degree | pf_va_to_degree
Line0_1_2 | 0.1148 | 0.1148 | 0 | 0 | 0.079537 | 0.079537 | -0.0063918 | 0.0067872 | -0.090952 | 0.091743 | 94.0292 | -85.9708 | 1.1463 | 1.1566 | 0.0092367 | -0.20189
Line10_11_12 | 0.10277 | 0.10277 | 0 | 0 | 0.071199 | 0.071199 | -0.0060616 | 0.0063785 | -0.082705 | 0.083338 | 93.8225 | -86.1775 | 1.1647 | 1.1739 | -0.36938 | -0.55423
Line11_12_13 | 0.10277 | 0.10277 | 0 | 0 | 0.071199 | 0.071199 | -0.0063785 | 0.0066953 | -0.083338 | 0.083972 | 93.8225 | -86.1775 | 1.1739 | 1.1831 | -0.55423 | -0.73621
Line12_13_15 | 0 | 0 | 0 | 0 | 0 | 0 | 0 | 0 | 0 | 0 | 0 | 0 | 1.1831 | 1.1831 | -0.73621 | -0.73621
Line13_13_14 | 0.10277 | 0.10277 | 0 | 0 | 0.071199 | 0.071199 | -0.0066953 | 0.0070121 | -0.083972 | 0.084606 | 93.8225 | -86.1775 | 1.1831 | 1.1924 | -0.73621 | -0.91537
Line14_15_16 | 0 | 0 | 0 | 0 | 0 | 0 | 0 | 0 | 0 | 0 | 0 | 0 | 1.1831 | 1.1831 | -0.73621 | -0.73621
Line15_16_17 | 0 | 0 | 0 | 0 | 0 | 0 | 0 | 0 | 0 | 0 | 0 | 0 | 1.1831 | 1.1831 | -0.73621 | -0.73621
Line16_4_18 | 0.037626 | 0.037626 | 0 | 0.070397 | 0.026068 | 0.026068 | 0.021278 | -0.021235 | 0.02132 | -0.021235 | -45.1966 | 134.8034 | 1.1555 | 1.152 | -0.13946 | -0.19658
Line17_5_19 | 0.12193 | 0.12193 | 0 | 0 | 0.084477 | 0.084477 | -0.0074429 | 0.0078889 | -0.097479 | 0.098371 | 94.1526 | -85.8474 | 1.1573 | 1.1682 | -0.21371 | -0.43249
Line1_1_3 | 0.10277 | 0.10277 | 0 | 0 | 0.071199 | 0.071199 | -0.005428 | 0.0057448 | -0.081437 | 0.082071 | 93.8225 | -86.1775 | 1.1463 | 1.1555 | 0.0092367 | -0.18158
Line2_1_4 | 0.099526 | 0.099526 | 0 | 0 | 0.068953 | 0.068953 | -0.011594 | 0.011891 | -0.078189 | 0.078783 | 98.4438 | -81.5562 | 1.1463 | 1.1555 | 0.0092367 | -0.13946
Line3_1_5 | 0.12193 | 0.12193 | 0 | 0 | 0.084477 | 0.084477 | -0.0069969 | 0.0074429 | -0.096586 | 0.097479 | 94.1526 | -85.8474 | 1.1463 | 1.1573 | 0.0092367 | -0.21371
Line4_2_6 | 0.1148 | 0.1148 | 0 | 0 | 0.079537 | 0.079537 | -0.0067872 | 0.0071826 | -0.091743 | 0.092533 | 94.0292 | -85.9708 | 1.1566 | 1.1669 | -0.20189 | -0.40929
Line5_6_7 | 0.1148 | 0.1148 | 0 | 0 | 0.079537 | 0.079537 | -0.0071826 | 0.0075779 | -0.092533 | 0.093324 | 94.0292 | -85.9708 | 1.1669 | 1.1772 | -0.40929 | -0.61306
Line6_7_8 | 0 | 0 | 0 | 0 | 0 | 0 | 0 | 0 | 0 | 0 | 0 | 0 | 1.1772 | 1.1772 | -0.61306 | -0.61306
Line7_8_9 | 0 | 0 | 0 | 0 | 0 | 0 | 0 | 0 | 0 | 0 | 0 | 0 | 1.1772 | 1.1772 | -0.61306 | -0.61306
Line8_8_10 | 0 | 0 | 0 | 0 | 0 | 0 | 0 | 0 | 0 | 0 | 0 | 0 | 1.1772 | 1.1772 | -0.61306 | -0.61306
Line9_3_11 | 0.10277 | 0.10277 | 0 | 0 | 0.071199 | 0.071199 | -0.0057448 | 0.0060616 | -0.082071 | 0.082705 | 93.8225 | -86.1775 | 1.1555 | 1.1647 | -0.18158 | -0.36938

## LLL_min_6
name | pf_ikss_from_ka | pf_ikss_to_ka | pf_ip_from_ka | pf_ip_to_ka | pf_skss_from_mw | pf_skss_to_mw | pf_p_from_mw | pf_p_to_mw | pf_q_from_mvar | pf_q_to_mvar | pf_ikss_from_degree | pf_ikss_to_degree | pf_vm_from_pu | pf_vm_to_pu | pf_va_from_degree | pf_va_to_degree
Line0_1_2 | 0.0049415 | 0.0049415 | 0 | 0 | 0.0034236 | 0.0034236 | -0.0019727 | 0.0019741 | -0.0013381 | 0.0013395 | 134.3179 | -45.6821 | 0.69625 | 0.69683 | -11.533 | -11.5229
Line10_11_12 | 0.0049243 | 0.0049243 | 0 | 0 | 0.0034116 | 0.0034116 | -0.0019709 | 0.0019723 | -0.0013328 | 0.0013343 | 134.4197 | -45.5803 | 0.6974 | 0.69798 | -11.5126 | -11.5024
Line11_12_13 | 0.0049243 | 0.0049243 | 0 | 0 | 0.0034116 | 0.0034116 | -0.0019723 | 0.0019737 | -0.0013343 | 0.0013357 | 134.4197 | -45.5803 | 0.69798 | 0.69856 | -11.5024 | -11.4923
Line12_13_15 | 0 | 0 | 0 | 0 | 0 | 0 | 0 | 0 | 0 | 0 | 0 | 0 | 0.69856 | 0.69856 | -11.4923 | -11.4923
Line13_13_14 | 0.0049243 | 0.0049243 | 0 | 0 | 0.0034116 | 0.0034116 | -0.0019737 | 0.0019751 | -0.0013357 | 0.0013372 | 134.4195 | -45.5805 | 0.69856 | 0.69914 | -11.4923 | -11.4821
Line14_15_16 | 0 | 0 | 0 | 0 | 0 | 0 | 0 | 0 | 0 | 0 | 0 | 0 | 0.69856 | 0.69856 | -11.4923 | -11.4923
Line15_16_17 | 0 | 0 | 0 | 0 | 0 | 0 | 0 | 0 | 0 | 0 | 0 | 0 | 0.69856 | 0.69856 | -11.4923 | -11.4923
Line16_4_18 | 2.9048 | 2.9048 | 0 | 4.7961 | 2.0125 | 2.0125 | 0.48602 | -1e-07 | 0.50627 | -1e-07 | -57.7178 | 122.2822 | 0.34872 | 0 | -11.5486 | 0
Line17_5_19 | 0.0049502 | 0.0049502 | 0 | 0 | 0.0034296 | 0.0034296 | -0.0019763 | 0.0019777 | -0.0013437 | 0.0013451 | 134.2665 | -45.7335 | 0.69683 | 0.69741 | -11.5229 | -11.5128
Line1_1_3 | 0.0049243 | 0.0049243 | 0 | 0 | 0.0034116 | 0.0034116 | -0.0019681 | 0.0019695 | -0.0013299 | 0.0013313 | 134.4198 | -45.5802 | 0.69625 | 0.69682 | -11.533 | -11.5228
Line2_1_4 | 2.8948 | 2.8948 | 0 | 0 | 2.0056 | 2.0056 | 0.96732 | -0.48463 | 1.0071 | -0.50427 | -57.6865 | 122.3135 | 0.69625 | 0.34872 | -11.533 | -11.5486
Line3_1_5 | 0.0049502 | 0.0049502 | 0 | 0 | 0.0034296 | 0.0034296 | -0.0019749 | 0.0019763 | -0.0013422 | 0.0013437 | 134.2665 | -45.7335 | 0.69625 | 0.69683 | -11.533 | -11.5229
Line4_2_6 | 0.0049415 | 0.0049415 | 0 | 0 | 0.0034236 | 0.0034236 | -0.0019741 | 0.0019755 | -0.0013395 | 0.001341 | 134.3179 | -45.6821 | 0.69683 | 0.69741 | -11.5229 | -11.5127
Line5_6_7 | 0.0049415 | 0.0049415 | 0 | 0 | 0.0034236 | 0.0034236 | -0.0019755 | 0.0019769 | -0.001341 | 0.0013425 | 134.3178 | -45.6822 | 0.69741 | 0.69799 | -11.5127 | -11.5026
Line6_7_8 | 0 | 0 | 0 | 0 | 0 | 0 | 0 | 0 | 0 | 0 | 0 | 0 | 0.69799 | 0.69799 | -11.5026 | -11.5026
Line7_8_9 | 0 | 0 | 0 | 0 | 0 | 0 | 0 | 0 | 0 | 0 | 0 | 0 | 0.69799 | 0.69799 | -11.5026 | -11.5026
Line8_8_10 | 0 | 0 | 0 | 0 | 0 | 0 | 0 | 0 | 0 | 0 | 0 | 0 | 0.69799 | 0.69799 | -11.5026 | -11.5026
Line9_3_11 | 0.0049243 | 0.0049243 | 0 | 0 | 0.0034116 | 0.0034116 | -0.0019695 | 0.0019709 | -0.0013313 | 0.0013328 | 134.4198 | -45.5802 | 0.69682 | 0.6974 | -11.5228 | -11.5126

## LLL_min_10
name | pf_ikss_from_ka | pf_ikss_to_ka | pf_ip_from_ka | pf_ip_to_ka | pf_skss_from_mw | pf_skss_to_mw | pf_p_from_mw | pf_p_to_mw | pf_q_from_mvar | pf_q_to_mvar | pf_ikss_from_degree | pf_ikss_to_degree | pf_vm_from_pu | pf_vm_to_pu | pf_va_from_degree | pf_va_to_degree
Line0_1_2 | 0.0046815 | 0.0046815 | 0 | 0 | 0.0032434 | 0.0032434 | -0.0017705 | 0.0017717 | -0.0012009 | 0.0012022 | 134.3179 | -45.6821 | 0.6596 | 0.66015 | -11.533 | -11.5229
Line10_11_12 | 0.0046651 | 0.0046651 | 0 | 0 | 0.0032321 | 0.0032321 | -0.0017689 | 0.0017702 | -0.0011962 | 0.0011975 | 134.4197 | -45.5803 | 0.6607 | 0.66124 | -11.5126 | -11.5024
Line11_12_13 | 0.0046651 | 0.0046651 | 0 | 0 | 0.0032321 | 0.0032321 | -0.0017702 | 0.0017714 | -0.0011975 | 0.0011988 | 134.4197 | -45.5803 | 0.66124 | 0.66179 | -11.5024 | -11.4923
Line12_13_15 | 0 | 0 | 0 | 0 | 0 | 0 | 0 | 0 | 0 | 0 | 0 | 0 | 0.66179 | 0.66179 | -11.4923 | -11.4923
Line13_13_14 | 0.0046651 | 0.0046651 | 0 | 0 | 0.0032321 | 0.0032321 | -0.0017714 | 0.0017727 | -0.0011988 | 0.0012001 | 134.4195 | -45.5805 | 0.66179 | 0.66234 | -11.4923 | -11.4821
Line14_15_16 | 0 | 0 | 0 | 0 | 0 | 0 | 0 | 0 | 0 | 0 | 0 | 0 | 0.66179 | 0.66179 | -11.4923 | -11.4923
Line15_16_17 | 0 | 0 | 0 | 0 | 0 | 0 | 0 | 0 | 0 | 0 | 0 | 0 | 0.66179 | 0.66179 | -11.4923 | -11.4923
Line16_4_18 | 2.7519 | 2.7519 | 0 | 4.5436 | 1.9066 | 1.9066 | 0.4362 | -1e-07 | 0.45438 | -1e-07 | -57.7178 | 122.2822 | 0.33037 | 0 | -11.5486 | 0
Line17_5_19 | 0.0046897 | 0.0046897 | 0 | 0 | 0.0032491 | 0.0032491 | -0.0017738 | 0.001775 | -0.0012059 | 0.0012073 | 134.2665 | -45.7335 | 0.66015 | 0.6607 | -11.5229 | -11.5128
Line1_1_3 | 0.0046651 | 0.0046651 | 0 | 0 | 0.0032321 | 0.0032321 | -0.0017664 | 0.0017677 | -0.0011936 | 0.0011949 | 134.4198 | -45.5802 | 0.6596 | 0.66015 | -11.533 | -11.5228
Line2_1_4 | 2.7425 | 2.7425 | 0 | 0 | 1.9 | 1.9 | 0.86818 | -0.43496 | 0.90386 | -0.45258 | -57.6865 | 122.3135 | 0.6596 | 0.33037 | -11.533 | -11.5486
Line3_1_5 | 0.0046897 | 0.0046897 | 0 | 0 | 0.0032491 | 0.0032491 | -0.0017725 | 0.0017738 | -0.0012046 | 0.0012059 | 134.2665 | -45.7335 | 0.6596 | 0.66015 | -11.533 | -11.5229
Line4_2_6 | 0.0046814 | 0.0046814 | 0 | 0 | 0.0032434 | 0.0032434 | -0.0017717 | 0.001773 | -0.0012022 | 0.0012036 | 134.3179 | -45.6821 | 0.66015 | 0.6607 | -11.5229 | -11.5127
Line5_6_7 | 0.0046814 | 0.0046814 | 0 | 0 | 0.0032434 | 0.0032434 | -0.001773 | 0.0017743 | -0.0012036 | 0.0012049 | 134.3178 | -45.6822 | 0.6607 | 0.66125 | -11.5127 | -11.5026
Line6_7_8 | 0 | 0 | 0 | 0 | 0 | 0 | 0 | 0 | 0 | 0 | 0 | 0 | 0.66125 | 0.66125 | -11.5026 | -11.5026
Line7_8_9 | 0 | 0 | 0 | 0 | 0 | 0 | 0 | 0 | 0 | 0 | 0 | 0 | 0.66125 | 0.66125 | -11.5026 | -11.5026
Line8_8_10 | 0 | 0 | 0 | 0 | 0 | 0 | 0 | 0 | 0 | 0 | 0 | 0 | 0.66125 | 0.66125 | -11.5026 | -11.5026
Line9_3_11 | 0.0046651 | 0.0046651 | 0 | 0 | 0.0032321 | 0.0032321 | -0.0017677 | 0.0017689 | -0.0011949 | 0.0011962 | 134.4198 | -45.5802 | 0.66015 | 0.6607 | -11.5228 | -11.5126

## LLL_min_fault_6
name | pf_ikss_from_ka | pf_ikss_to_ka | pf_ip_from_ka | pf_ip_to_ka | pf_skss_from_mw | pf_skss_to_mw | pf_p_from_mw | pf_p_to_mw | pf_q_from_mvar | pf_q_to_mvar | pf_ikss_from_degree | pf_ikss_to_degree | pf_vm_from_pu | pf_vm_to_pu | pf_va_from_degree | pf_va_to_degree
Line0_1_2 | 5.2237e-05 | 5.2237e-05 | 0 | 0 | 3.6191e-05 | 3.6191e-05 | -2.8769e-05 | 2.877e-05 | -1.8664e-05 | 1.8664e-05 | 146.9024 | -33.0976 | 0.94756 | 0.94757 | -0.12414 | -0.12405
Line10_11_12 | 5.2055e-05 | 5.2055e-05 | 0 | 0 | 3.6065e-05 | 3.6065e-05 | -2.8702e-05 | 2.8702e-05 | -1.8548e-05 | 1.8548e-05 | 147.0042 | -32.9958 | 0.94757 | 0.94758 | -0.12396 | -0.12388
Line11_12_13 | 5.2055e-05 | 5.2055e-05 | 0 | 0 | 3.6065e-05 | 3.6065e-05 | -2.8702e-05 | 2.8703e-05 | -1.8549e-05 | 1.8549e-05 | 147.0041 | -32.9959 | 0.94758 | 0.94758 | -0.12388 | -0.12379
Line12_13_15 | 0 | 0 | 0 | 0 | 0 | 0 | 0 | 0 | 0 | 0 | 0 | 0 | 0.94758 | 0.94758 | -0.12379 | -0.12379
Line13_13_14 | 5.2055e-05 | 5.2055e-05 | 0 | 0 | 3.6065e-05 | 3.6065e-05 | -2.8702e-05 | 2.8703e-05 | -1.8549e-05 | 1.8549e-05 | 147.0039 | -32.9961 | 0.94758 | 0.94759 | -0.12379 | -0.1237
Line14_15_16 | 0 | 0 | 0 | 0 | 0 | 0 | 0 | 0 | 0 | 0 | 0 | 0 | 0.94758 | 0.94758 | -0.12379 | -0.12379
Line15_16_17 | 0 | 0 | 0 | 0 | 0 | 0 | 0 | 0 | 0 | 0 | 0 | 0 | 0.94758 | 0.94758 | -0.12379 | -0.12379
Line16_4_18 | 0.030707 | 0.030707 | 0 | 0.0507 | 0.021274 | 0.021274 | 0.014198 | -0.014144 | 0.0142 | -0.014144 | -45.1333 | 134.8667 | 0.94389 | 0.9402 | -0.12877 | -0.13334
Line17_5_19 | 5.2329e-05 | 5.2329e-05 | 0 | 0 | 3.6255e-05 | 3.6255e-05 | -2.8803e-05 | 2.8803e-05 | -1.8723e-05 | 1.8723e-05 | 146.8509 | -33.1491 | 0.94757 | 0.94757 | -0.12405 | -0.12397
Line1_1_3 | 5.2055e-05 | 5.2055e-05 | 0 | 0 | 3.6065e-05 | 3.6065e-05 | -2.8702e-05 | 2.8702e-05 | -1.8548e-05 | 1.8548e-05 | 147.0043 | -32.9957 | 0.94756 | 0.94757 | -0.12414 | -0.12405
Line2_1_4 | 0.030602 | 0.030602 | 0 | 0 | 0.021201 | 0.021201 | 0.014211 | -0.014157 | 0.0142 | -0.014144 | -45.102 | 134.898 | 0.94756 | 0.94389 | -0.12414 | -0.12877
Line3_1_5 | 5.2329e-05 | 5.2329e-05 | 0 | 0 | 3.6255e-05 | 3.6255e-05 | -2.8803e-05 | 2.8803e-05 | -1.8723e-05 | 1.8723e-05 | 146.851 | -33.149 | 0.94756 | 0.94757 | -0.12414 | -0.12405
Line4_2_6 | 5.2237e-05 | 5.2237e-05 | 0 | 0 | 3.6191e-05 | 3.6191e-05 | -2.877e-05 | 2.877e-05 | -1.8664e-05 | 1.8665e-05 | 146.9023 | -33.0977 | 0.94757 | 0.94757 | -0.12405 | -0.12396
Line5_6_7 | 5.2237e-05 | 5.2237e-05 | 0 | 0 | 3.6191e-05 | 3.6191e-05 | -2.877e-05 | 2.877e-05 | -1.8665e-05 | 1.8665e-05 | 146.9022 | -33.0978 | 0.94757 | 0.94758 | -0.12396 | -0.12388
Line6_7_8 | 0 | 0 | 0 | 0 | 0 | 0 | 0 | 0 | 0 | 0 | 0 | 0 | 0.94758 | 0.94758 | -0.12388 | -0.12388
Line7_8_9 | 0 | 0 | 0 | 0 | 0 | 0 | 0 | 0 | 0 | 0 | 0 | 0 | 0.94758 | 0.94758 | -0.12388 | -0.12388
Line8_8_10 | 0 | 0 | 0 | 0 | 0 | 0 | 0 | 0 | 0 | 0 | 0 | 0 | 0.94758 | 0.94758 | -0.12388 | -0.12388
Line9_3_11 | 5.2055e-05 | 5.2055e-05 | 0 | 0 | 3.6065e-05 | 3.6065e-05 | -2.8702e-05 | 2.8702e-05 | -1.8548e-05 | 1.8548e-05 | 147.0042 | -32.9958 | 0.94757 | 0.94757 | -0.12405 | -0.12396

## LLL_min_fault_10
name | pf_ikss_from_ka | pf_ikss_to_ka | pf_ip_from_ka | pf_ip_to_ka | pf_skss_from_mw | pf_skss_to_mw | pf_p_from_mw | pf_p_to_mw | pf_q_from_mvar | pf_q_to_mvar | pf_ikss_from_degree | pf_ikss_to_degree | pf_vm_from_pu | pf_vm_to_pu | pf_va_from_degree | pf_va_to_degree
Line0_1_2 | 4.9488e-05 | 4.9488e-05 | 0 | 0 | 3.4286e-05 | 3.4286e-05 | -2.5821e-05 | 2.5821e-05 | -1.6751e-05 | 1.6751e-05 | 146.9024 | -33.0976 | 0.89769 | 0.89769 | -0.12414 | -0.12405
Line10_11_12 | 4.9315e-05 | 4.9315e-05 | 0 | 0 | 3.4167e-05 | 3.4167e-05 | -2.576e-05 | 2.5761e-05 | -1.6647e-05 | 1.6647e-05 | 147.0042 | -32.9958 | 0.8977 | 0.89771 | -0.12396 | -0.12388
Line11_12_13 | 4.9315e-05 | 4.9315e-05 | 0 | 0 | 3.4167e-05 | 3.4167e-05 | -2.5761e-05 | 2.5761e-05 | -1.6647e-05 | 1.6648e-05 | 147.0041 | -32.9959 | 0.89771 | 0.89771 | -0.12388 | -0.12379
Line12_13_15 | 0 | 0 | 0 | 0 | 0 | 0 | 0 | 0 | 0 | 0 | 0 | 0 | 0.89771 | 0.89771 | -0.12379 | -0.12379
Line13_13_14 | 4.9315e-05 | 4.9315e-05 | 0 | 0 | 3.4167e-05 | 3.4167e-05 | -2.5761e-05 | 2.5761e-05 | -1.6648e-05 | 1.6648e-05 | 147.0039 | -32.9961 | 0.89771 | 0.89772 | -0.12379 | -0.1237
Line14_15_16 | 0 | 0 | 0 | 0 | 0 | 0 | 0 | 0 | 0 | 0 | 0 | 0 | 0.89771 | 0.89771 | -0.12379 | -0.12379
Line15_16_17 | 0 | 0 | 0 | 0 | 0 | 0 | 0 | 0 | 0 | 0 | 0 | 0 | 0.89771 | 0.89771 | -0.12379 | -0.12379
Line16_4_18 | 0.029091 | 0.029091 | 0 | 0.048031 | 0.020155 | 0.020155 | 0.012743 | -0.012694 | 0.012745 | -0.012694 | -45.1333 | 134.8667 | 0.89421 | 0.89072 | -0.12877 | -0.13334
Line17_5_19 | 4.9575e-05 | 4.9575e-05 | 0 | 0 | 3.4346e-05 | 3.4346e-05 | -2.5851e-05 | 2.5851e-05 | -1.6804e-05 | 1.6804e-05 | 146.8509 | -33.1491 | 0.89769 | 0.8977 | -0.12405 | -0.12397
Line1_1_3 | 4.9315e-05 | 4.9315e-05 | 0 | 0 | 3.4167e-05 | 3.4167e-05 | -2.576e-05 | 2.576e-05 | -1.6647e-05 | 1.6647e-05 | 147.0043 | -32.9957 | 0.89769 | 0.89769 | -0.12414 | -0.12405
Line2_1_4 | 0.028991 | 0.028991 | 0 | 0 | 0.020086 | 0.020086 | 0.012754 | -0.012706 | 0.012745 | -0.012694 | -45.102 | 134.898 | 0.89769 | 0.89421 | -0.12414 | -0.12877
Line3_1_5 | 4.9575e-05 | 4.9575e-05 | 0 | 0 | 3.4346e-05 | 3.4346e-05 | -2.5851e-05 | 2.5851e-05 | -1.6804e-05 | 1.6804e-05 | 146.851 | -33.149 | 0.89769 | 0.89769 | -0.12414 | -0.12405
Line4_2_6 | 4.9488e-05 | 4.9488e-05 | 0 | 0 | 3.4286e-05 | 3.4286e-05 | -2.5821e-05 | 2.5821e-05 | -1.6751e-05 | 1.6752e-05 | 146.9023 | -33.0977 | 0.89769 | 0.8977 | -0.12405 | -0.12396
Line5_6_7 | 4.9488e-05 | 4.9488e-05 | 0 | 0 | 3.4286e-05 | 3.4286e-05 | -2.5821e-05 | 2.5821e-05 | -1.6752e-05 | 1.6752e-05 | 146.9022 | -33.0978 | 0.8977 | 0.89771 | -0.12396 | -0.12388
Line6_7_8 | 0 | 0 | 0 | 0 | 0 | 0 | 0 | 0 | 0 | 0 | 0 | 0 | 0.89771 | 0.89771 | -0.12388 | -0.12388
Line7_8_9 | 0 | 0 | 0 | 0 | 0 | 0 | 0 | 0 | 0 | 0 | 0 | 0 | 0.89771 | 0.89771 | -0.12388 | -0.12388
Line8_8_10 | 0 | 0 | 0 | 0 | 0 | 0 | 0 | 0 | 0 | 0 | 0 | 0 | 0.89771 | 0.89771 | -0.12388 | -0.12388
Line9_3_11 | 4.9315e-05 | 4.9315e-05 | 0 | 0 | 3.4167e-05 | 3.4167e-05 | -2.576e-05 | 2.576e-05 | -1.6647e-05 | 1.6647e-05 | 147.0042 | -32.9958 | 0.89769 | 0.8977 | -0.12405 | -0.12396

## LL_max_6
name | pf_ikss_a_from_ka | pf_ikss_b_from_ka | pf_ikss_c_from_ka | pf_ikss_a_to_ka | pf_ikss_b_to_ka | pf_ikss_c_to_ka | pf_skss_a_from_mw | pf_skss_b_from_mw | pf_skss_c_from_mw | pf_skss_a_to_mw | pf_skss_b_to_mw | pf_skss_c_to_mw | pf_p_a_from_mw | pf_p_b_from_mw | pf_p_c_from_mw | pf_p_a_to_mw | pf_p_b_to_mw | pf_p_c_to_mw | pf_q_a_from_mvar | pf_q_b_from_mvar | pf_q_c_from_mvar | pf_q_a_to_mvar | pf_q_b_to_mvar | pf_q_c_to_mvar | pf_ikss_a_from_degree | pf_ikss_b_from_degree | pf_ikss_c_from_degree | pf_ikss_a_to_degree | pf_ikss_b_to_degree | pf_ikss_c_to_degree | pf_vm_a_from_pu | pf_vm_b_from_pu | pf_vm_c_from_pu | pf_vm_a_to_pu | pf_vm_b_to_pu | pf_vm_c_to_pu | pf_va_a_from_degree | pf_va_b_from_degree | pf_va_c_from_degree | pf_va_a_to_degree | pf_va_b_to_degree | pf_va_c_to_degree
Line0_1_2 | 0.11353 | 0.26694 | 0.27713 | 0.11353 | 0.26694 | 0.27713 | 0.02622 | 0.061647 | 0.064001 | 0.02622 | 0.061647 | 0.064001 | -0.0060999 | -0.042488 | 0.005077 | 0.0062288 | 0.0432 | -0.0043089 | -0.028138 | -0.037736 | -0.052213 | 0.028396 | 0.039161 | 0.053749 | 102.967 | 6.0085 | -149.9966 | -77.033 | -173.9915 | 30.0034 | 1.0981 | 0.9218 | 0.81966 | 1.1087 | 0.94584 | 0.8425 | 0.73522 | -132.3812 | 125.5572 | 0.59458 | -131.7991 | 124.5869
Line10_11_12 | 0.099923 | 0.2363 | 0.24938 | 0.099923 | 0.2363 | 0.24938 | 0.023076 | 0.054571 | 0.057592 | 0.023076 | 0.054571 | 0.057592 | -0.0049216 | -0.039337 | 0.002825 | 0.0050215 | 0.039896 | -0.0022031 | -0.025295 | -0.034938 | -0.049518 | 0.025495 | 0.036055 | 0.050762 | 101.4749 | 7.0658 | -149.3875 | -78.5251 | -172.9342 | 30.6125 | 1.1167 | 0.96412 | 0.8612 | 1.126 | 0.9854 | 0.88223 | 0.46447 | -131.3238 | 123.8777 | 0.33246 | -130.8292 | 123.0976
Line11_12_13 | 0.099923 | 0.2363 | 0.24938 | 0.099923 | 0.2363 | 0.24938 | 0.023076 | 0.054571 | 0.057592 | 0.023076 | 0.054571 | 0.057592 | -0.0050215 | -0.039896 | 0.0022031 | 0.0051213 | 0.040454 | -0.0015812 | -0.025495 | -0.036055 | -0.050762 | 0.025694 | 0.037172 | 0.052005 | 101.4749 | 7.0658 | -149.3875 | -78.5251 | -172.9342 | 30.6125 | 1.126 | 0.9854 | 0.88223 | 1.1354 | 1.0067 | 0.90341 | 0.33246 | -130.8292 | 123.0976 | 0.20262 | -130.3555 | 122.354
Line12_13_15 | 0 | 0 | 0 | 0 | 0 | 0 | 0 | 0 | 0 | 0 | 0 | 0 | 1.0662e-09 | -2.8962e-10 | -1.4479e-09 | -1.0662e-09 | 2.8962e-10 | 1.4479e-09 | -4.6374e-11 | 2.0902e-09 | -4.2858e-10 | 4.6374e-11 | -2.0902e-09 | 4.2858e-10 | 0 | 0 | 0 | 0 | 0 | 0 | 1.1354 | 1.0067 | 0.90341 | 1.1354 | 1.0067 | 0.90341 | 0.20262 | -130.3555 | 122.354 | 0.20262 | -130.3555 | 122.354
Line13_13_14 | 0.099923 | 0.2363 | 0.24938 | 0.099923 | 0.2363 | 0.24938 | 0.023076 | 0.054571 | 0.057592 | 0.023076 | 0.054571 | 0.057592 | -0.0051213 | -0.040454 | 0.0015812 | 0.0052211 | 0.041012 | -0.0009593 | -0.025694 | -0.037172 | -0.052005 | 0.025894 | 0.038288 | 0.053249 | 101.4749 | 7.0658 | -149.3875 | -78.5251 | -172.9342 | 30.6125 | 1.1354 | 1.0067 | 0.90341 | 1.1447 | 1.0282 | 0.92474 | 0.20262 | -130.3555 | 122.354 | 0.074895 | -129.9016 | 121.6446
Line14_15_16 | 0 | 0 | 0 | 0 | 0 | 0 | 0 | 0 | 0 | 0 | 0 | 0 | 7.1079e-10 | -1.9308e-10 | -9.6527e-10 | -7.1079e-10 | 1.9308e-10 | 9.6527e-10 | -3.0916e-11 | 1.3935e-09 | -2.8572e-10 | 3.0916e-11 | -1.3935e-09 | 2.8572e-10 | 0 | 0 | 0 | 0 | 0 | 0 | 1.1354 | 1.0067 | 0.90341 | 1.1354 | 1.0067 | 0.90341 | 0.20262 | -130.3555 | 122.354 | 0.20262 | -130.3555 | 122.354
Line15_16_17 | 0 | 0 | 0 | 0 | 0 | 0 | 0 | 0 | 0 | 0 | 0 | 0 | 3.5539e-10 | -9.654e-11 | -4.8264e-10 | -3.5539e-10 | 9.6541e-11 | 4.8264e-10 | -1.5458e-11 | 6.9673e-10 | -1.4286e-10 | 1.5458e-11 | -6.9673e-10 | 1.4286e-10 | 0 | 0 | 0 | 0 | 0 | 0 | 1.1354 | 1.0067 | 0.90341 | 1.1354 | 1.0067 | 0.90341 | 0.20262 | -130.3555 | 122.354 | 0.20262 | -130.3555 | 122.354
Line16_4_18 | 0 | 3.7716 | 3.7716 | 0 | 3.7716 | 3.7716 | 0 | 0.87101 | 0.87101 | 0 | 0.87101 | 0.87101 | 2.6364e-10 | 0.60096 | -0.31646 | -2.6364e-10 | -0.45871 | 0.45871 | -6.6497e-11 | 0.12599 | 0.443 | 6.6497e-11 | 0.15851 | -0.15851 | 0 | -160.0492 | 19.9508 | 0 | 19.9508 | -160.0492 | 1.1144 | 0.70495 | 0.62505 | 1.1144 | 0.5572 | 0.5572 | 0.88805 | -148.2089 | 145.4911 | 0.88805 | -179.1119 | -179.1119
Line17_5_19 | 0.12195 | 0.28528 | 0.2934 | 0.12195 | 0.28528 | 0.2934 | 0.028164 | 0.065882 | 0.067758 | 0.028164 | 0.065882 | 0.067758 | -0.0071346 | -0.045778 | 0.0048417 | 0.0072833 | 0.046592 | -0.0039809 | -0.030425 | -0.042448 | -0.056967 | 0.030722 | 0.044076 | 0.058688 | 103.7902 | 5.3841 | -150.3362 | -76.2098 | -174.6159 | 29.6638 | 1.1096 | 0.9476 | 0.84377 | 1.1211 | 0.97351 | 0.86813 | 0.59277 | -131.7772 | 124.5218 | 0.45324 | -131.2053 | 123.5443
Line1_1_3 | 0.099923 | 0.2363 | 0.24938 | 0.099923 | 0.2363 | 0.24938 | 0.023076 | 0.054571 | 0.057592 | 0.023076 | 0.054571 | 0.057592 | -0.0047219 | -0.038221 | 0.0040689 | 0.0048218 | 0.038779 | -0.0034469 | -0.024896 | -0.032705 | -0.04703 | 0.025095 | 0.033821 | 0.048274 | 101.4748 | 7.0658 | -149.3875 | -78.5252 | -172.9342 | 30.6125 | 1.0981 | 0.9218 | 0.81966 | 1.1074 | 0.94292 | 0.84034 | 0.73522 | -132.3812 | 125.5572 | 0.59871 | -131.8406 | 124.6967
Line2_1_4 | 0.17123 | 3.2049 | 3.2539 | 0.17123 | 3.2049 | 3.2539 | 0.039543 | 0.74015 | 0.75146 | 0.039543 | 0.74015 | 0.75146 | -0.026068 | 0.6176 | -0.16975 | 0.026361 | -0.51488 | 0.27563 | -0.034726 | 0.28993 | 0.59209 | 0.035313 | -0.084499 | -0.38033 | 127.6293 | -157.5288 | 19.5598 | -52.3707 | 22.4712 | -160.4402 | 1.0981 | 0.9218 | 0.81966 | 1.1144 | 0.70495 | 0.62505 | 0.73522 | -132.3812 | 125.5572 | 0.88805 | -148.2089 | 145.4911
Line3_1_5 | 0.12195 | 0.28528 | 0.2934 | 0.12195 | 0.28528 | 0.2934 | 0.028164 | 0.065882 | 0.067758 | 0.028164 | 0.065882 | 0.067758 | -0.0069858 | -0.044964 | 0.0057026 | 0.0071346 | 0.045778 | -0.0048417 | -0.030127 | -0.040821 | -0.055245 | 0.030425 | 0.042448 | 0.056967 | 103.7902 | 5.3841 | -150.3362 | -76.2098 | -174.6159 | 29.6638 | 1.0981 | 0.9218 | 0.81966 | 1.1096 | 0.9476 | 0.84377 | 0.73522 | -132.3812 | 125.5572 | 0.59277 | -131.7772 | 124.5218
Line4_2_6 | 0.11353 | 0.26694 | 0.27713 | 0.11353 | 0.26694 | 0.27713 | 0.02622 | 0.061647 | 0.064001 | 0.02622 | 0.061647 | 0.064001 | -0.0062288 | -0.0432 | 0.0043089 | 0.0063577 | 0.043913 | -0.0035409 | -0.028396 | -0.039161 | -0.053749 | 0.028653 | 0.040586 | 0.055285 | 102.967 | 6.0085 | -149.9966 | -77.033 | -173.9915 | 30.0034 | 1.1087 | 0.94584 | 0.8425 | 1.1194 | 0.96998 | 0.86558 | 0.59458 | -131.7991 | 124.5869 | 0.45663 | -131.246 | 123.6681
Line5_6_7 | 0.11353 | 0.26694 | 0.27713 | 0.11353 | 0.26694 | 0.27713 | 0.02622 | 0.061647 | 0.064001 | 0.02622 | 0.061647 | 0.064001 | -0.0063577 | -0.043913 | 0.0035409 | 0.0064866 | 0.044625 | -0.0027729 | -0.028653 | -0.040586 | -0.055285 | 0.028911 | 0.042011 | 0.056821 | 102.967 | 6.0085 | -149.9966 | -77.033 | -173.9915 | 30.0034 | 1.1194 | 0.96998 | 0.86558 | 1.1301 | 0.9942 | 0.88887 | 0.45663 | -131.246 | 123.6681 | 0.32128 | -130.7197 | 122.7972
Line6_7_8 | 0 | 0 | 0 | 0 | 0 | 0 | 0 | 0 | 0 | 0 | 0 | 0 | 9.9544e-10 | -4.0987e-10 | -1.5632e-09 | -9.9544e-10 | 4.0987e-10 | 1.5632e-09 | -7.3188e-11 | 2.1359e-09 | -5.0102e-10 | 7.3188e-11 | -2.1359e-09 | 5.0102e-10 | 0 | 0 | 0 | 0 | 0 | 0 | 1.1301 | 0.9942 | 0.88887 | 1.1301 | 0.9942 | 0.88887 | 0.32128 | -130.7197 | 122.7972 | 0.32128 | -130.7197 | 122.7972
Line7_8_9 | 0 | 0 | 0 | 0 | 0 | 0 | 0 | 0 | 0 | 0 | 0 | 0 | 3.3181e-10 | -1.3662e-10 | -5.2108e-10 | -3.3181e-10 | 1.3662e-10 | 5.2108e-10 | -2.4396e-11 | 7.1196e-10 | -1.6701e-10 | 2.4396e-11 | -7.1196e-10 | 1.6701e-10 | 0 | 0 | 0 | 0 | 0 | 0 | 1.1301 | 0.9942 | 0.88887 | 1.1301 | 0.9942 | 0.88887 | 0.32128 | -130.7197 | 122.7972 | 0.32128 | -130.7197 | 122.7972
Line8_8_10 | 0 | 0 | 0 | 0 | 0 | 0 | 0 | 0 | 0 | 0 | 0 | 0 | 3.3181e-10 | -1.3662e-10 | -5.2108e-10 | -3.3181e-10 | 1.3662e-10 | 5.2108e-10 | -2.4396e-11 | 7.1196e-10 | -1.6701e-10 | 2.4396e-11 | -7.1196e-10 | 1.6701e-10 | 0 | 0 | 0 | 0 | 0 | 0 | 1.1301 | 0.9942 | 0.88887 | 1.1301 | 0.9942 | 0.88887 | 0.32128 | -130.7197 | 122.7972 | 0.32128 | -130.7197 | 122.7972
Line9_3_11 | 0.099923 | 0.2363 | 0.24938 | 0.099923 | 0.2363 | 0.24938 | 0.023076 | 0.054571 | 0.057592 | 0.023076 | 0.054571 | 0.057592 | -0.0048218 | -0.038779 | 0.0034469 | 0.0049216 | 0.039337 | -0.002825 | -0.025095 | -0.033821 | -0.048274 | 0.025295 | 0.034938 | 0.049518 | 101.4748 | 7.0658 | -149.3875 | -78.5252 | -172.9342 | 30.6125 | 1.1074 | 0.94292 | 0.84034 | 1.1167 | 0.96412 | 0.8612 | 0.59871 | -131.8406 | 124.6967 | 0.46447 | -131.3238 | 123.8777

## LL_max_10
name | pf_ikss_a_from_ka | pf_ikss_b_from_ka | pf_ikss_c_from_ka | pf_ikss_a_to_ka | pf_ikss_b_to_ka | pf_ikss_c_to_ka | pf_skss_a_from_mw | pf_skss_b_from_mw | pf_skss_c_from_mw | pf_skss_a_to_mw | pf_skss_b_to_mw | pf_skss_c_to_mw | pf_p_a_from_mw | pf_p_b_from_mw | pf_p_c_from_mw | pf_p_a_to_mw | pf_p_b_to_mw | pf_p_c_to_mw | pf_q_a_from_mvar | pf_q_b_from_mvar | pf_q_c_from_mvar | pf_q_a_to_mvar | pf_q_b_to_mvar | pf_q_c_to_mvar | pf_ikss_a_from_degree | pf_ikss_b_from_degree | pf_ikss_c_from_degree | pf_ikss_a_to_degree | pf_ikss_b_to_degree | pf_ikss_c_to_degree | pf_vm_a_from_pu | pf_vm_b_from_pu | pf_vm_c_from_pu | pf_vm_a_to_pu | pf_vm_b_to_pu | pf_vm_c_to_pu | pf_va_a_from_degree | pf_va_b_from_degree | pf_va_c_from_degree | pf_va_a_to_degree | pf_va_b_to_degree | pf_va_c_to_degree
Line0_1_2 | 0.11463 | 0.27519 | 0.28453 | 0.11463 | 0.27519 | 0.28453 | 0.026472 | 0.063554 | 0.065709 | 0.026472 | 0.063554 | 0.065709 | -0.0066939 | -0.046088 | 0.0059101 | 0.0068253 | 0.046846 | -0.0051006 | -0.029718 | -0.039963 | -0.055537 | 0.029981 | 0.041477 | 0.057156 | 103.446 | 6.2376 | -150.2036 | -76.554 | -173.7624 | 29.7964 | 1.1507 | 0.95984 | 0.84998 | 1.1615 | 0.98451 | 0.8733 | 0.75217 | -132.8341 | 125.8708 | 0.62092 | -132.2405 | 124.8959
Line10_11_12 | 0.10124 | 0.2447 | 0.25706 | 0.10124 | 0.2447 | 0.25706 | 0.023381 | 0.056511 | 0.059366 | 0.023381 | 0.056511 | 0.059366 | -0.0054388 | -0.042821 | 0.0034932 | 0.0055413 | 0.04342 | -0.0028324 | -0.026801 | -0.037176 | -0.052873 | 0.027006 | 0.038373 | 0.054194 | 101.9695 | 7.2836 | -149.6046 | -78.0305 | -172.7164 | 30.3954 | 1.1696 | 1.0035 | 0.89256 | 1.1791 | 1.0254 | 0.91413 | 0.49798 | -131.7529 | 124.1753 | 0.37394 | -131.2468 | 123.3871
Line11_12_13 | 0.10124 | 0.2447 | 0.25706 | 0.10124 | 0.2447 | 0.25706 | 0.023381 | 0.056511 | 0.059366 | 0.023381 | 0.056511 | 0.059366 | -0.0055413 | -0.04342 | 0.0028324 | 0.0056438 | 0.044018 | -0.0021715 | -0.027006 | -0.038373 | -0.054194 | 0.027211 | 0.039571 | 0.055516 | 101.9695 | 7.2836 | -149.6046 | -78.0305 | -172.7164 | 30.3954 | 1.1791 | 1.0254 | 0.91413 | 1.1886 | 1.0474 | 0.93586 | 0.37394 | -131.2468 | 123.3871 | 0.25188 | -130.762 | 122.6354
Line12_13_15 | 0 | 0 | 0 | 0 | 0 | 0 | 0 | 0 | 0 | 0 | 0 | 0 | 1.1583e-09 | -3.8309e-10 | -1.6777e-09 | -1.1583e-09 | 3.8309e-10 | 1.6777e-09 | -6.3225e-11 | 2.3665e-09 | -5.2068e-10 | 6.3225e-11 | -2.3665e-09 | 5.2068e-10 | 0 | 0 | 0 | 0 | 0 | 0 | 1.1886 | 1.0474 | 0.93586 | 1.1886 | 1.0474 | 0.93586 | 0.25188 | -130.762 | 122.6354 | 0.25188 | -130.762 | 122.6354
Line13_13_14 | 0.10124 | 0.2447 | 0.25706 | 0.10124 | 0.2447 | 0.25706 | 0.023381 | 0.056511 | 0.059366 | 0.023381 | 0.056511 | 0.059366 | -0.0056438 | -0.044018 | 0.0021715 | 0.0057463 | 0.044617 | -0.0015107 | -0.027211 | -0.039571 | -0.055516 | 0.027416 | 0.040768 | 0.056837 | 101.9695 | 7.2836 | -149.6046 | -78.0305 | -172.7164 | 30.3954 | 1.1886 | 1.0474 | 0.93586 | 1.1981 | 1.0695 | 0.95775 | 0.25188 | -130.762 | 122.6354 | 0.13175 | -130.2972 | 121.918
Line14_15_16 | 0 | 0 | 0 | 0 | 0 | 0 | 0 | 0 | 0 | 0 | 0 | 0 | 7.722e-10 | -2.5539e-10 | -1.1185e-09 | -7.722e-10 | 2.5539e-10 | 1.1185e-09 | -4.215e-11 | 1.5777e-09 | -3.4712e-10 | 4.215e-11 | -1.5777e-09 | 3.4712e-10 | 0 | 0 | 0 | 0 | 0 | 0 | 1.1886 | 1.0474 | 0.93586 | 1.1886 | 1.0474 | 0.93586 | 0.25188 | -130.762 | 122.6354 | 0.25188 | -130.762 | 122.6354
Line15_16_17 | 0 | 0 | 0 | 0 | 0 | 0 | 0 | 0 | 0 | 0 | 0 | 0 | 3.861e-10 | -1.277e-10 | -5.5925e-10 | -3.861e-10 | 1.277e-10 | 5.5925e-10 | -2.1075e-11 | 7.8885e-10 | -1.7356e-10 | 2.1075e-11 | -7.8885e-10 | 1.7356e-10 | 0 | 0 | 0 | 0 | 0 | 0 | 1.1886 | 1.0474 | 0.93586 | 1.1886 | 1.0474 | 0.93586 | 0.25188 | -130.762 | 122.6354 | 0.25188 | -130.762 | 122.6354
Line16_4_18 | 0 | 3.8917 | 3.8917 | 0 | 3.8917 | 3.8917 | 0 | 0.89876 | 0.89876 | 0 | 0.89876 | 0.89876 | 2.877e-10 | 0.64773 | -0.34482 | -2.877e-10 | -0.49627 | 0.49627 | -7.3698e-11 | 0.13326 | 0.47256 | 7.3698e-11 | 0.16965 | -0.16965 | 0 | -160.2299 | 19.7701 | 0 | 19.7701 | -160.2299 | 1.1671 | 0.73579 | 0.65089 | 1.1671 | 0.58355 | 0.58355 | 0.89707 | -148.6042 | 145.8872 | 0.89707 | -179.1029 | -179.1029
Line17_5_19 | 0.12286 | 0.29332 | 0.30052 | 0.12286 | 0.29332 | 0.30052 | 0.028373 | 0.067739 | 0.069403 | 0.028373 | 0.067739 | 0.069403 | -0.0077739 | -0.049525 | 0.0056797 | 0.0079248 | 0.050385 | -0.0047765 | -0.032049 | -0.044839 | -0.060429 | 0.032351 | 0.04656 | 0.062235 | 104.2542 | 5.624 | -150.5362 | -75.7458 | -174.376 | 29.4638 | 1.1623 | 0.98625 | 0.87453 | 1.1739 | 1.0128 | 0.89936 | 0.61963 | -132.2189 | 124.8332 | 0.48972 | -131.6358 | 123.8526
Line1_1_3 | 0.10124 | 0.2447 | 0.25706 | 0.10124 | 0.2447 | 0.25706 | 0.023381 | 0.056511 | 0.059366 | 0.023381 | 0.056511 | 0.059366 | -0.0052338 | -0.041623 | 0.0048148 | 0.0053363 | 0.042222 | -0.004154 | -0.026391 | -0.034781 | -0.050229 | 0.026596 | 0.035978 | 0.051551 | 101.9695 | 7.2836 | -149.6046 | -78.0305 | -172.7164 | 30.3954 | 1.1507 | 0.95984 | 0.84998 | 1.1602 | 0.98161 | 0.87117 | 0.75217 | -132.8341 | 125.8708 | 0.62404 | -132.2815 | 125.0023
Line2_1_4 | 0.17176 | 3.3205 | 3.37 | 0.17176 | 3.3205 | 3.37 | 0.039666 | 0.76684 | 0.77828 | 0.039666 | 0.76684 | 0.77828 | -0.027334 | 0.66722 | -0.18783 | 0.027629 | -0.55696 | 0.30141 | -0.036555 | 0.31076 | 0.63429 | 0.037145 | -0.090245 | -0.40714 | 127.5402 | -157.8079 | 19.3749 | -52.4598 | 22.1921 | -160.6251 | 1.1507 | 0.95984 | 0.84998 | 1.1671 | 0.73579 | 0.65089 | 0.75217 | -132.8341 | 125.8708 | 0.89707 | -148.6042 | 145.8872
Line3_1_5 | 0.12286 | 0.29332 | 0.30052 | 0.12286 | 0.29332 | 0.30052 | 0.028373 | 0.067739 | 0.069403 | 0.028373 | 0.067739 | 0.069403 | -0.007623 | -0.048665 | 0.0065828 | 0.0077739 | 0.049525 | -0.0056797 | -0.031747 | -0.043118 | -0.058623 | 0.032049 | 0.044839 | 0.060429 | 104.2542 | 5.624 | -150.5362 | -75.7458 | -174.376 | 29.4638 | 1.1507 | 0.95984 | 0.84998 | 1.1623 | 0.98625 | 0.87453 | 0.75217 | -132.8341 | 125.8708 | 0.61963 | -132.2189 | 124.8332
Line4_2_6 | 0.11463 | 0.27519 | 0.28453 | 0.11463 | 0.27519 | 0.28453 | 0.026472 | 0.063554 | 0.065709 | 0.026472 | 0.063554 | 0.065709 | -0.0068253 | -0.046846 | 0.0051006 | 0.0069567 | 0.047603 | -0.004291 | -0.029981 | -0.041477 | -0.057156 | 0.030243 | 0.042992 | 0.058775 | 103.446 | 6.2376 | -150.2036 | -76.554 | -173.7624 | 29.7964 | 1.1615 | 0.98451 | 0.8733 | 1.1723 | 1.0093 | 0.89687 | 0.62092 | -132.2405 | 124.8959 | 0.49207 | -131.676 | 123.972
Line5_6_7 | 0.11463 | 0.27519 | 0.28453 | 0.11463 | 0.27519 | 0.28453 | 0.026472 | 0.063554 | 0.065709 | 0.026472 | 0.063554 | 0.065709 | -0.0069567 | -0.047603 | 0.004291 | 0.0070881 | 0.04836 | -0.0034815 | -0.030243 | -0.042992 | -0.058775 | 0.030506 | 0.044507 | 0.060394 | 103.446 | 6.2376 | -150.2036 | -76.554 | -173.7624 | 29.7964 | 1.1723 | 1.0093 | 0.89687 | 1.1831 | 1.0341 | 0.92065 | 0.49207 | -131.676 | 123.972 | 0.36558 | -131.1385 | 123.0956
Line6_7_8 | 0 | 0 | 0 | 0 | 0 | 0 | 0 | 0 | 0 | 0 | 0 | 0 | 1.0814e-09 | -5.1347e-10 | -1.8e-09 | -1.0814e-09 | 5.1347e-10 | 1.8e-09 | -9.1339e-11 | 2.4173e-09 | -6.0158e-10 | 9.1339e-11 | -2.4173e-09 | 6.0158e-10 | 0 | 0 | 0 | 0 | 0 | 0 | 1.1831 | 1.0341 | 0.92065 | 1.1831 | 1.0341 | 0.92065 | 0.36558 | -131.1385 | 123.0956 | 0.36558 | -131.1385 | 123.0956
Line7_8_9 | 0 | 0 | 0 | 0 | 0 | 0 | 0 | 0 | 0 | 0 | 0 | 0 | 3.6048e-10 | -1.7116e-10 | -6.0001e-10 | -3.6048e-10 | 1.7116e-10 | 6.0001e-10 | -3.0446e-11 | 8.0577e-10 | -2.0053e-10 | 3.0446e-11 | -8.0577e-10 | 2.0053e-10 | 0 | 0 | 0 | 0 | 0 | 0 | 1.1831 | 1.0341 | 0.92065 | 1.1831 | 1.0341 | 0.92065 | 0.36558 | -131.1385 | 123.0956 | 0.36558 | -131.1385 | 123.0956
Line8_8_10 | 0 | 0 | 0 | 0 | 0 | 0 | 0 | 0 | 0 | 0 | 0 | 0 | 3.6048e-10 | -1.7116e-10 | -6.0001e-10 | -3.6048e-10 | 1.7116e-10 | 6.0001e-10 | -3.0446e-11 | 8.0577e-10 | -2.0053e-10 | 3.0446e-11 | -8.0577e-10 | 2.0053e-10 | 0 | 0 | 0 | 0 | 0 | 0 | 1.1831 | 1.0341 | 0.92065 | 1.1831 | 1.0341 | 0.92065 | 0.36558 | -131.1385 | 123.0956 | 0.36558 | -131.1385 | 123.0956
Line9_3_11 | 0.10124 | 0.2447 | 0.25706 | 0.10124 | 0.2447 | 0.25706 | 0.023381 | 0.056511 | 0.059366 | 0.023381 | 0.056511 | 0.059366 | -0.0053363 | -0.042222 | 0.004154 | 0.0054388 | 0.042821 | -0.0034932 | -0.026596 | -0.035978 | -0.051551 | 0.026801 | 0.037176 | 0.052873 | 101.9695 | 7.2836 | -149.6046 | -78.0305 | -172.7164 | 30.3954 | 1.1602 | 0.98161 | 0.87117 | 1.1696 | 1.0035 | 0.89256 | 0.62404 | -132.2815 | 125.0023 | 0.49798 | -131.7529 | 124.1753

## LL_max_fault_6
name | pf_ikss_a_from_ka | pf_ikss_b_from_ka | pf_ikss_c_from_ka | pf_ikss_a_to_ka | pf_ikss_b_to_ka | pf_ikss_c_to_ka | pf_skss_a_from_mw | pf_skss_b_from_mw | pf_skss_c_from_mw | pf_skss_a_to_mw | pf_skss_b_to_mw | pf_skss_c_to_mw | pf_p_a_from_mw | pf_p_b_from_mw | pf_p_c_from_mw | pf_p_a_to_mw | pf_p_b_to_mw | pf_p_c_to_mw | pf_q_a_from_mvar | pf_q_b_from_mvar | pf_q_c_from_mvar | pf_q_a_to_mvar | pf_q_b_to_mvar | pf_q_c_to_mvar | pf_ikss_a_from_degree | pf_ikss_b_from_degree | pf_ikss_c_from_degree | pf_ikss_a_to_degree | pf_ikss_b_to_degree | pf_ikss_c_to_degree | pf_vm_a_from_pu | pf_vm_b_from_pu | pf_vm_c_from_pu | pf_vm_a_to_pu | pf_vm_b_to_pu | pf_vm_c_to_pu | pf_va_a_from_degree | pf_va_b_from_degree | pf_va_c_from_degree | pf_va_a_to_degree | pf_va_b_to_degree | pf_va_c_to_degree
Line0_1_2 | 0.11279 | 0.11365 | 0.11548 | 0.11279 | 0.11365 | 0.11548 | 0.026047 | 0.026245 | 0.026669 | 0.026047 | 0.026245 | 0.026669 | -0.0016388 | -0.0024304 | -0.0018469 | 0.001766 | 0.0025596 | 0.0019803 | -0.028504 | -0.028626 | -0.029051 | 0.028759 | 0.028884 | 0.029317 | 93.4017 | -25.2715 | -146.3008 | -86.5983 | 154.7285 | 33.6992 | 1.0961 | 1.0946 | 1.0915 | 1.1062 | 1.1049 | 1.1018 | 0.11112 | -120.1244 | 120.0614 | -0.11239 | -120.3355 | 119.8349
Line10_11_12 | 0.10058 | 0.10125 | 0.10299 | 0.10058 | 0.10125 | 0.10299 | 0.023228 | 0.023384 | 0.023785 | 0.023228 | 0.023384 | 0.023785 | -0.0015555 | -0.0022786 | -0.0017771 | 0.0016566 | 0.0023811 | 0.0018831 | -0.02583 | -0.025923 | -0.026338 | 0.026032 | 0.026128 | 0.02655 | 93.1576 | -25.4779 | -146.4827 | -86.8424 | 154.5221 | 33.5173 | 1.114 | 1.1129 | 1.1099 | 1.123 | 1.122 | 1.1191 | -0.28863 | -120.5012 | 119.6573 | -0.48372 | -120.685 | 119.4602
Line11_12_13 | 0.10058 | 0.10125 | 0.10299 | 0.10058 | 0.10125 | 0.10299 | 0.023228 | 0.023384 | 0.023785 | 0.023228 | 0.023384 | 0.023785 | -0.0016566 | -0.0023811 | -0.0018831 | 0.0017578 | 0.0024836 | 0.0019892 | -0.026032 | -0.026128 | -0.02655 | 0.026234 | 0.026333 | 0.026763 | 93.1576 | -25.4779 | -146.4827 | -86.8424 | 154.5221 | 33.5173 | 1.123 | 1.122 | 1.1191 | 1.132 | 1.1311 | 1.1283 | -0.48372 | -120.685 | 119.4602 | -0.67572 | -120.8659 | 119.2664
Line12_13_15 | 0 | 0 | 0 | 0 | 0 | 0 | 0 | 0 | 0 | 0 | 0 | 0 | 1.0214e-09 | 1.0107e-09 | 9.7264e-10 | -1.0214e-09 | -1.0107e-09 | -9.7264e-10 | 1.5419e-10 | 1.9743e-10 | 1.6686e-10 | -1.5419e-10 | -1.9743e-10 | -1.6686e-10 | 0 | 0 | 0 | 0 | 0 | 0 | 1.132 | 1.1311 | 1.1283 | 1.132 | 1.1311 | 1.1283 | -0.67572 | -120.8659 | 119.2664 | -0.67572 | -120.8659 | 119.2664
Line13_13_14 | 0.10058 | 0.10125 | 0.10299 | 0.10058 | 0.10125 | 0.10299 | 0.023228 | 0.023384 | 0.023785 | 0.023228 | 0.023384 | 0.023785 | -0.0017578 | -0.0024836 | -0.0019892 | 0.001859 | 0.0025862 | 0.0020953 | -0.026234 | -0.026333 | -0.026763 | 0.026437 | 0.026538 | 0.026975 | 93.1576 | -25.4779 | -146.4827 | -86.8424 | 154.5221 | 33.5173 | 1.132 | 1.1311 | 1.1283 | 1.1409 | 1.1403 | 1.1375 | -0.67572 | -120.8659 | 119.2664 | -0.8647 | -121.0438 | 119.0757
Line14_15_16 | 0 | 0 | 0 | 0 | 0 | 0 | 0 | 0 | 0 | 0 | 0 | 0 | 6.8094e-10 | 6.7382e-10 | 6.4843e-10 | -6.8094e-10 | -6.7382e-10 | -6.4843e-10 | 1.0279e-10 | 1.3162e-10 | 1.1124e-10 | -1.0279e-10 | -1.3162e-10 | -1.1124e-10 | 0 | 0 | 0 | 0 | 0 | 0 | 1.132 | 1.1311 | 1.1283 | 1.132 | 1.1311 | 1.1283 | -0.67572 | -120.8659 | 119.2664 | -0.67572 | -120.8659 | 119.2664
Line15_16_17 | 0 | 0 | 0 | 0 | 0 | 0 | 0 | 0 | 0 | 0 | 0 | 0 | 3.4047e-10 | 3.3691e-10 | 3.2421e-10 | -3.4047e-10 | -3.3691e-10 | -3.2421e-10 | 5.1395e-11 | 6.5809e-11 | 5.5619e-11 | -5.1395e-11 | -6.5809e-11 | -5.5619e-11 | 0 | 0 | 0 | 0 | 0 | 0 | 1.132 | 1.1311 | 1.1283 | 1.132 | 1.1311 | 1.1283 | -0.67572 | -120.8659 | 119.2664 | -0.67572 | -120.8659 | 119.2664
Line16_4_18 | 0 | 0.061767 | 0.061767 | 0 | 0.061767 | 0.061767 | 0 | 0.014265 | 0.014265 | 0 | 0.014265 | 0.014265 | 2.3711e-10 | 0.015206 | 0.0039464 | -2.3711e-10 | -0.015168 | -0.0039082 | -1.1446e-12 | 0.004065 | 0.015164 | 1.1446e-12 | -0.0039887 | -0.015087 | 0 | -135.3973 | 44.6027 | 0 | 44.6027 | -135.3973 | 1.1083 | 1.1034 | 1.0984 | 1.1083 | 1.0995 | 1.0926 | 0.015368 | -120.4303 | 120.015 | 0.015368 | -120.6636 | 120.08
Line17_5_19 | 0.12007 | 0.12104 | 0.12292 | 0.12007 | 0.12104 | 0.12292 | 0.027729 | 0.027953 | 0.028388 | 0.027729 | 0.027953 | 0.028388 | -0.0019664 | -0.0028005 | -0.0021768 | 0.0021106 | 0.002947 | 0.0023279 | -0.030628 | -0.030776 | -0.031221 | 0.030916 | 0.031069 | 0.031523 | 93.5482 | -25.1486 | -146.1902 | -86.4518 | 154.8514 | 33.8098 | 1.1068 | 1.1055 | 1.1025 | 1.1176 | 1.1165 | 1.1135 | -0.12526 | -120.3478 | 119.8215 | -0.35711 | -120.567 | 119.5864
Line1_1_3 | 0.10058 | 0.10125 | 0.10299 | 0.10058 | 0.10125 | 0.10299 | 0.023228 | 0.023384 | 0.023785 | 0.023228 | 0.023384 | 0.023785 | -0.0013532 | -0.0020735 | -0.0015649 | 0.0014543 | 0.0021761 | 0.001671 | -0.025425 | -0.025513 | -0.025914 | 0.025627 | 0.025718 | 0.026126 | 93.1576 | -25.4779 | -146.4828 | -86.8424 | 154.5221 | 33.5172 | 1.0961 | 1.0946 | 1.0915 | 1.1051 | 1.1037 | 1.1007 | 0.11112 | -120.1244 | 120.0614 | -0.090371 | -120.3143 | 119.8577
Line2_1_4 | 0.12756 | 0.1092 | 0.072396 | 0.12756 | 0.1092 | 0.072396 | 0.029458 | 0.025218 | 0.016719 | 0.029458 | 0.025218 | 0.016719 | -0.0099459 | 0.0035112 | -0.0060211 | 0.010109 | -0.003392 | 0.0060735 | -0.03072 | -0.02738 | -0.017227 | 0.031046 | 0.027618 | 0.017332 | 108.051 | -37.4321 | -130.6731 | -71.949 | 142.5679 | 49.3269 | 1.0961 | 1.0946 | 1.0915 | 1.1083 | 1.1034 | 1.0984 | 0.11112 | -120.1244 | 120.0614 | 0.015368 | -120.4303 | 120.015
Line3_1_5 | 0.12007 | 0.12104 | 0.12292 | 0.12007 | 0.12104 | 0.12292 | 0.027729 | 0.027953 | 0.028388 | 0.027729 | 0.027953 | 0.028388 | -0.0018222 | -0.002654 | -0.0020257 | 0.0019664 | 0.0028005 | 0.0021768 | -0.03034 | -0.030483 | -0.030919 | 0.030628 | 0.030776 | 0.031221 | 93.5482 | -25.1486 | -146.1902 | -86.4518 | 154.8514 | 33.8098 | 1.0961 | 1.0946 | 1.0915 | 1.1068 | 1.1055 | 1.1025 | 0.11112 | -120.1244 | 120.0614 | -0.12526 | -120.3478 | 119.8215
Line4_2_6 | 0.11279 | 0.11365 | 0.11548 | 0.11279 | 0.11365 | 0.11548 | 0.026047 | 0.026245 | 0.026669 | 0.026047 | 0.026245 | 0.026669 | -0.001766 | -0.0025596 | -0.0019803 | 0.0018933 | 0.0026887 | 0.0021137 | -0.028759 | -0.028884 | -0.029317 | 0.029013 | 0.029143 | 0.029584 | 93.4017 | -25.2715 | -146.3008 | -86.5983 | 154.7285 | 33.6992 | 1.1062 | 1.1049 | 1.1018 | 1.1162 | 1.1151 | 1.1121 | -0.11239 | -120.3355 | 119.8349 | -0.33188 | -120.5427 | 119.6126
Line5_6_7 | 0.11279 | 0.11365 | 0.11548 | 0.11279 | 0.11365 | 0.11548 | 0.026047 | 0.026245 | 0.026669 | 0.026047 | 0.026245 | 0.026669 | -0.0018933 | -0.0026887 | -0.0021137 | 0.0020205 | 0.0028179 | 0.002247 | -0.029013 | -0.029143 | -0.029584 | 0.029267 | 0.029401 | 0.029851 | 93.4017 | -25.2715 | -146.3008 | -86.5983 | 154.7285 | 33.6992 | 1.1162 | 1.1151 | 1.1121 | 1.1263 | 1.1254 | 1.1225 | -0.33188 | -120.5427 | 119.6126 | -0.54744 | -120.7461 | 119.3944
Line6_7_8 | 0 | 0 | 0 | 0 | 0 | 0 | 0 | 0 | 0 | 0 | 0 | 0 | 9.4594e-10 | 9.3416e-10 | 8.9534e-10 | -9.4594e-10 | -9.3416e-10 | -8.9534e-10 | 1.2429e-10 | 1.6926e-10 | 1.3704e-10 | -1.2429e-10 | -1.6926e-10 | -1.3704e-10 | 0 | 0 | 0 | 0 | 0 | 0 | 1.1263 | 1.1254 | 1.1225 | 1.1263 | 1.1254 | 1.1225 | -0.54744 | -120.7461 | 119.3944 | -0.54744 | -120.7461 | 119.3944
Line7_8_9 | 0 | 0 | 0 | 0 | 0 | 0 | 0 | 0 | 0 | 0 | 0 | 0 | 3.1531e-10 | 3.1139e-10 | 2.9845e-10 | -3.1531e-10 | -3.1139e-10 | -2.9845e-10 | 4.1431e-11 | 5.642e-11 | 4.5679e-11 | -4.1431e-11 | -5.642e-11 | -4.5679e-11 | 0 | 0 | 0 | 0 | 0 | 0 | 1.1263 | 1.1254 | 1.1225 | 1.1263 | 1.1254 | 1.1225 | -0.54744 | -120.7461 | 119.3944 | -0.54744 | -120.7461 | 119.3944
Line8_8_10 | 0 | 0 | 0 | 0 | 0 | 0 | 0 | 0 | 0 | 0 | 0 | 0 | 3.1531e-10 | 3.1139e-10 | 2.9845e-10 | -3.1531e-10 | -3.1139e-10 | -2.9845e-10 | 4.143e-11 | 5.642e-11 | 4.5678e-11 | -4.1431e-11 | -5.642e-11 | -4.5678e-11 | 0 | 0 | 0 | 0 | 0 | 0 | 1.1263 | 1.1254 | 1.1225 | 1.1263 | 1.1254 | 1.1225 | -0.54744 | -120.7461 | 119.3944 | -0.54744 | -120.7461 | 119.3944
Line9_3_11 | 0.10058 | 0.10125 | 0.10299 | 0.10058 | 0.10125 | 0.10299 | 0.023228 | 0.023384 | 0.023785 | 0.023228 | 0.023384 | 0.023785 | -0.0014543 | -0.0021761 | -0.001671 | 0.0015555 | 0.0022786 | 0.0017771 | -0.025627 | -0.025718 | -0.026126 | 0.02583 | 0.025923 | 0.026338 | 93.1576 | -25.4779 | -146.4828 | -86.8424 | 154.5221 | 33.5172 | 1.1051 | 1.1037 | 1.1007 | 1.114 | 1.1129 | 1.1099 | -0.090371 | -120.3143 | 119.8577 | -0.28863 | -120.5012 | 119.6573

## LL_max_fault_10
name | pf_ikss_a_from_ka | pf_ikss_b_from_ka | pf_ikss_c_from_ka | pf_ikss_a_to_ka | pf_ikss_b_to_ka | pf_ikss_c_to_ka | pf_skss_a_from_mw | pf_skss_b_from_mw | pf_skss_c_from_mw | pf_skss_a_to_mw | pf_skss_b_to_mw | pf_skss_c_to_mw | pf_p_a_from_mw | pf_p_b_from_mw | pf_p_c_from_mw | pf_p_a_to_mw | pf_p_b_to_mw | pf_p_c_to_mw | pf_q_a_from_mvar | pf_q_b_from_mvar | pf_q_c_from_mvar | pf_q_a_to_mvar | pf_q_b_to_mvar | pf_q_c_to_mvar | pf_ikss_a_from_degree | pf_ikss_b_from_degree | pf_ikss_c_from_degree | pf_ikss_a_to_degree | pf_ikss_b_to_degree | pf_ikss_c_to_degree | pf_vm_a_from_pu | pf_vm_b_from_pu | pf_vm_c_from_pu | pf_vm_a_to_pu | pf_vm_b_to_pu | pf_vm_c_to_pu | pf_va_a_from_degree | pf_va_b_from_degree | pf_va_c_from_degree | pf_va_a_to_degree | pf_va_b_to_degree | pf_va_c_to_degree
Line0_1_2 | 0.11355 | 0.11447 | 0.1164 | 0.11355 | 0.11447 | 0.1164 | 0.026223 | 0.026435 | 0.026881 | 0.026223 | 0.026435 | 0.026881 | -0.0017586 | -0.0026335 | -0.0019858 | 0.0018876 | 0.0027645 | 0.0021213 | -0.030068 | -0.030206 | -0.030674 | 0.030326 | 0.030468 | 0.030945 | 93.4572 | -25.1541 | -146.2378 | -86.5428 | 154.8459 | 33.7622 | 1.1486 | 1.147 | 1.1435 | 1.1587 | 1.1573 | 1.1539 | 0.10988 | -120.1369 | 120.058 | -0.10444 | -120.3387 | 119.8406
Line10_11_12 | 0.10167 | 0.1024 | 0.10423 | 0.10167 | 0.1024 | 0.10423 | 0.02348 | 0.023649 | 0.024072 | 0.02348 | 0.023649 | 0.024072 | -0.0016683 | -0.0024704 | -0.0019105 | 0.0017716 | 0.0025753 | 0.0020192 | -0.027343 | -0.02745 | -0.027908 | 0.02755 | 0.027659 | 0.028126 | 93.2163 | -25.356 | -146.4153 | -86.7837 | 154.644 | 33.5847 | 1.1667 | 1.1654 | 1.1621 | 1.1758 | 1.1746 | 1.1714 | -0.27504 | -120.4987 | 119.6685 | -0.46305 | -120.6753 | 119.4784
Line11_12_13 | 0.10167 | 0.1024 | 0.10423 | 0.10167 | 0.1024 | 0.10423 | 0.02348 | 0.023649 | 0.024072 | 0.02348 | 0.023649 | 0.024072 | -0.0017716 | -0.0025753 | -0.0020192 | 0.001875 | 0.0026802 | 0.0021278 | -0.02755 | -0.027659 | -0.028126 | 0.027757 | 0.027869 | 0.028343 | 93.2163 | -25.356 | -146.4153 | -86.7837 | 154.644 | 33.5847 | 1.1758 | 1.1746 | 1.1714 | 1.1848 | 1.1839 | 1.1808 | -0.46305 | -120.6753 | 119.4784 | -0.64819 | -120.8492 | 119.2913
Line12_13_15 | 0 | 0 | 0 | 0 | 0 | 0 | 0 | 0 | 0 | 0 | 0 | 0 | 1.1065e-09 | 1.0938e-09 | 1.0499e-09 | -1.1065e-09 | -1.0938e-09 | -1.0499e-09 | 1.6218e-10 | 2.1231e-10 | 1.767e-10 | -1.6218e-10 | -2.1231e-10 | -1.767e-10 | 0 | 0 | 0 | 0 | 0 | 0 | 1.1848 | 1.1839 | 1.1808 | 1.1848 | 1.1839 | 1.1808 | -0.64819 | -120.8492 | 119.2913 | -0.64819 | -120.8492 | 119.2913
Line13_13_14 | 0.10167 | 0.1024 | 0.10423 | 0.10167 | 0.1024 | 0.10423 | 0.02348 | 0.023649 | 0.024072 | 0.02348 | 0.023649 | 0.024072 | -0.001875 | -0.0026802 | -0.0021278 | 0.0019784 | 0.002785 | 0.0022365 | -0.027757 | -0.027869 | -0.028343 | 0.027964 | 0.028079 | 0.02856 | 93.2163 | -25.356 | -146.4153 | -86.7837 | 154.644 | 33.5847 | 1.1848 | 1.1839 | 1.1808 | 1.1939 | 1.1931 | 1.1901 | -0.64819 | -120.8492 | 119.2913 | -0.83051 | -121.0204 | 119.1072
Line14_15_16 | 0 | 0 | 0 | 0 | 0 | 0 | 0 | 0 | 0 | 0 | 0 | 0 | 7.3765e-10 | 7.2923e-10 | 6.9993e-10 | -7.3765e-10 | -7.2923e-10 | -6.9993e-10 | 1.0812e-10 | 1.4154e-10 | 1.178e-10 | -1.0812e-10 | -1.4154e-10 | -1.178e-10 | 0 | 0 | 0 | 0 | 0 | 0 | 1.1848 | 1.1839 | 1.1808 | 1.1848 | 1.1839 | 1.1808 | -0.64819 | -120.8492 | 119.2913 | -0.64819 | -120.8492 | 119.2913
Line15_16_17 | 0 | 0 | 0 | 0 | 0 | 0 | 0 | 0 | 0 | 0 | 0 | 0 | 3.6882e-10 | 3.6461e-10 | 3.4997e-10 | -3.6882e-10 | -3.6461e-10 | -3.4997e-10 | 5.4061e-11 | 7.0769e-11 | 5.8901e-11 | -5.4061e-11 | -7.077e-11 | -5.8901e-11 | 0 | 0 | 0 | 0 | 0 | 0 | 1.1848 | 1.1839 | 1.1808 | 1.1848 | 1.1839 | 1.1808 | -0.64819 | -120.8492 | 119.2913 | -0.64819 | -120.8492 | 119.2913
Line16_4_18 | 0 | 0.064679 | 0.064679 | 0 | 0.064679 | 0.064679 | 0 | 0.014937 | 0.014937 | 0 | 0.014937 | 0.014937 | 2.5889e-10 | 0.016676 | 0.004325 | -2.5889e-10 | -0.016634 | -0.0042832 | -1.2832e-12 | 0.0044571 | 0.016627 | 1.2831e-12 | -0.0043734 | -0.016544 | 0 | -135.4059 | 44.5941 | 0 | 44.5941 | -135.4059 | 1.1608 | 1.1556 | 1.1502 | 1.1608 | 1.1514 | 1.1441 | 0.015702 | -120.4416 | 120.0136 | 0.015702 | -120.6749 | 120.0787
Line17_5_19 | 0.12059 | 0.12162 | 0.1236 | 0.12059 | 0.12162 | 0.1236 | 0.027848 | 0.028088 | 0.028544 | 0.027848 | 0.028088 | 0.028544 | -0.0020931 | -0.0030129 | -0.0023224 | 0.0022385 | 0.0031608 | 0.0024751 | -0.032218 | -0.032384 | -0.032873 | 0.032509 | 0.032679 | 0.033178 | 93.6008 | -25.0347 | -146.1306 | -86.3992 | 154.9653 | 33.8694 | 1.1594 | 1.1579 | 1.1545 | 1.1701 | 1.1689 | 1.1656 | -0.11627 | -120.3501 | 119.8283 | -0.33826 | -120.5593 | 119.6029
Line1_1_3 | 0.10167 | 0.1024 | 0.10423 | 0.10167 | 0.1024 | 0.10423 | 0.02348 | 0.023649 | 0.024072 | 0.02348 | 0.023649 | 0.024072 | -0.0014615 | -0.0022607 | -0.0016932 | 0.0015649 | 0.0023656 | 0.0018019 | -0.02693 | -0.02703 | -0.027474 | 0.027137 | 0.02724 | 0.027691 | 93.2163 | -25.356 | -146.4153 | -86.7837 | 154.644 | 33.5847 | 1.1486 | 1.147 | 1.1435 | 1.1576 | 1.1562 | 1.1528 | 0.10988 | -120.1369 | 120.058 | -0.084083 | -120.3192 | 119.8617
Line2_1_4 | 0.12777 | 0.1093 | 0.069857 | 0.12777 | 0.1093 | 0.069857 | 0.029508 | 0.025241 | 0.016133 | 0.029508 | 0.025241 | 0.016133 | -0.0103 | 0.0044977 | -0.0060028 | 0.010464 | -0.0043783 | 0.0060516 | -0.032289 | -0.028599 | -0.017444 | 0.032616 | 0.028838 | 0.017541 | 107.8028 | -39.0744 | -130.9525 | -72.1972 | 140.9256 | 49.0475 | 1.1486 | 1.147 | 1.1435 | 1.1608 | 1.1556 | 1.1502 | 0.10988 | -120.1369 | 120.058 | 0.015702 | -120.4416 | 120.0136
Line3_1_5 | 0.12059 | 0.12162 | 0.1236 | 0.12059 | 0.12162 | 0.1236 | 0.027848 | 0.028088 | 0.028544 | 0.027848 | 0.028088 | 0.028544 | -0.0019477 | -0.002865 | -0.0021696 | 0.0020931 | 0.0030129 | 0.0023224 | -0.031927 | -0.032088 | -0.032567 | 0.032218 | 0.032384 | 0.032873 | 93.6008 | -25.0347 | -146.1306 | -86.3992 | 154.9653 | 33.8694 | 1.1486 | 1.147 | 1.1435 | 1.1594 | 1.1579 | 1.1545 | 0.10988 | -120.1369 | 120.058 | -0.11627 | -120.3501 | 119.8283
Line4_2_6 | 0.11355 | 0.11447 | 0.1164 | 0.11355 | 0.11447 | 0.1164 | 0.026223 | 0.026435 | 0.026881 | 0.026223 | 0.026435 | 0.026881 | -0.0018876 | -0.0027645 | -0.0021213 | 0.0020165 | 0.0028956 | 0.0022568 | -0.030326 | -0.030468 | -0.030945 | 0.030584 | 0.03073 | 0.031216 | 93.4572 | -25.1541 | -146.2378 | -86.5428 | 154.8459 | 33.7622 | 1.1587 | 1.1573 | 1.1539 | 1.1688 | 1.1676 | 1.1643 | -0.10444 | -120.3387 | 119.8406 | -0.31505 | -120.537 | 119.6271
Line5_6_7 | 0.11355 | 0.11447 | 0.1164 | 0.11355 | 0.11447 | 0.1164 | 0.026223 | 0.026435 | 0.026881 | 0.026223 | 0.026435 | 0.026881 | -0.0020165 | -0.0028956 | -0.0022568 | 0.0021454 | 0.0030266 | 0.0023923 | -0.030584 | -0.03073 | -0.031216 | 0.030842 | 0.030992 | 0.031487 | 93.4572 | -25.1541 | -146.2378 | -86.5428 | 154.8459 | 33.7622 | 1.1688 | 1.1676 | 1.1643 | 1.179 | 1.1779 | 1.1747 | -0.31505 | -120.537 | 119.6271 | -0.52204 | -120.7318 | 119.4173
Line6_7_8 | 0 | 0 | 0 | 0 | 0 | 0 | 0 | 0 | 0 | 0 | 0 | 0 | 1.0249e-09 | 1.011e-09 | 9.663e-10 | -1.0249e-09 | -1.011e-09 | -9.663e-10 | 1.2998e-10 | 1.8203e-10 | 1.4455e-10 | -1.2998e-10 | -1.8203e-10 | -1.4455e-10 | 0 | 0 | 0 | 0 | 0 | 0 | 1.179 | 1.1779 | 1.1747 | 1.179 | 1.1779 | 1.1747 | -0.52204 | -120.7318 | 119.4173 | -0.52204 | -120.7318 | 119.4173
Line7_8_9 | 0 | 0 | 0 | 0 | 0 | 0 | 0 | 0 | 0 | 0 | 0 | 0 | 3.4164e-10 | 3.3701e-10 | 3.221e-10 | -3.4164e-10 | -3.3701e-10 | -3.221e-10 | 4.3326e-11 | 6.0678e-11 | 4.8183e-11 | -4.3326e-11 | -6.0678e-11 | -4.8183e-11 | 0 | 0 | 0 | 0 | 0 | 0 | 1.179 | 1.1779 | 1.1747 | 1.179 | 1.1779 | 1.1747 | -0.52204 | -120.7318 | 119.4173 | -0.52204 | -120.7318 | 119.4173
Line8_8_10 | 0 | 0 | 0 | 0 | 0 | 0 | 0 | 0 | 0 | 0 | 0 | 0 | 3.4164e-10 | 3.3701e-10 | 3.221e-10 | -3.4164e-10 | -3.3701e-10 | -3.221e-10 | 4.3326e-11 | 6.0678e-11 | 4.8183e-11 | -4.3326e-11 | -6.0678e-11 | -4.8183e-11 | 0 | 0 | 0 | 0 | 0 | 0 | 1.179 | 1.1779 | 1.1747 | 1.179 | 1.1779 | 1.1747 | -0.52204 | -120.7318 | 119.4173 | -0.52204 | -120.7318 | 119.4173
Line9_3_11 | 0.10167 | 0.1024 | 0.10423 | 0.10167 | 0.1024 | 0.10423 | 0.02348 | 0.023649 | 0.024072 | 0.02348 | 0.023649 | 0.024072 | -0.0015649 | -0.0023656 | -0.0018019 | 0.0016683 | 0.0024704 | 0.0019105 | -0.027137 | -0.02724 | -0.027691 | 0.027343 | 0.02745 | 0.027908 | 93.2163 | -25.356 | -146.4153 | -86.7837 | 154.644 | 33.5847 | 1.1576 | 1.1562 | 1.1528 | 1.1667 | 1.1654 | 1.1621 | -0.084083 | -120.3192 | 119.8617 | -0.27504 | -120.4987 | 119.6685

## LL_min_6
name | pf_ikss_a_from_ka | pf_ikss_b_from_ka | pf_ikss_c_from_ka | pf_ikss_a_to_ka | pf_ikss_b_to_ka | pf_ikss_c_to_ka | pf_skss_a_from_mw | pf_skss_b_from_mw | pf_skss_c_from_mw | pf_skss_a_to_mw | pf_skss_b_to_mw | pf_skss_c_to_mw | pf_p_a_from_mw | pf_p_b_from_mw | pf_p_c_from_mw | pf_p_a_to_mw | pf_p_b_to_mw | pf_p_c_to_mw | pf_q_a_from_mvar | pf_q_b_from_mvar | pf_q_c_from_mvar | pf_q_a_to_mvar | pf_q_b_to_mvar | pf_q_c_to_mvar | pf_ikss_a_from_degree | pf_ikss_b_from_degree | pf_ikss_c_from_degree | pf_ikss_a_to_degree | pf_ikss_b_to_degree | pf_ikss_c_to_degree | pf_vm_a_from_pu | pf_vm_b_from_pu | pf_vm_c_from_pu | pf_vm_a_to_pu | pf_vm_b_to_pu | pf_vm_c_to_pu | pf_va_a_from_degree | pf_va_b_from_degree | pf_va_c_from_degree | pf_va_a_to_degree | pf_va_b_to_degree | pf_va_c_to_degree
Line0_1_2 | 0.00072934 | 0.004314 | 0.0036502 | 0.00072934 | 0.004314 | 0.0036502 | 0.00016843 | 0.00099627 | 0.00084297 | 0.00016843 | 0.00099627 | 0.00084297 | -0.00015643 | -0.00082277 | -8.0468e-05 | 0.00015644 | 0.00082313 | 8.0724e-05 | 3.3694e-05 | -0.00014814 | -0.00057493 | -3.3683e-05 | 0.00014851 | 0.0005752 | -167.8214 | 34.5617 | -141.0746 | 12.1786 | -145.4383 | 38.9254 | 0.95001 | 0.83913 | 0.68868 | 0.95005 | 0.83955 | 0.68903 | 0.022878 | -135.2316 | 120.958 | 0.027372 | -135.2109 | 120.9366
Line10_11_12 | 0.00072496 | 0.0043004 | 0.0036399 | 0.00072496 | 0.0043004 | 0.0036399 | 0.00016742 | 0.00099313 | 0.0008406 | 0.00016742 | 0.00099313 | 0.0008406 | -0.00015537 | -0.00082122 | -8.1699e-05 | 0.00015538 | 0.00082157 | 8.1953e-05 | 3.4119e-05 | -0.00014656 | -0.00057371 | -3.4109e-05 | 0.00014693 | 0.00057397 | -167.5824 | 34.6908 | -140.9798 | 12.4176 | -145.3092 | 39.0202 | 0.9501 | 0.83996 | 0.68939 | 0.95014 | 0.84038 | 0.68974 | 0.031834 | -135.1901 | 120.9155 | 0.036312 | -135.1694 | 120.8943
Line11_12_13 | 0.00072496 | 0.0043004 | 0.0036399 | 0.00072496 | 0.0043004 | 0.0036399 | 0.00016742 | 0.00099313 | 0.0008406 | 0.00016742 | 0.00099313 | 0.0008406 | -0.00015538 | -0.00082157 | -8.1952e-05 | 0.00015539 | 0.00082193 | 8.2207e-05 | 3.4109e-05 | -0.00014693 | -0.00057397 | -3.4098e-05 | 0.0001473 | 0.00057424 | -167.5824 | 34.6908 | -140.9799 | 12.4176 | -145.3092 | 39.0201 | 0.95014 | 0.84038 | 0.68974 | 0.95019 | 0.8408 | 0.69009 | 0.036312 | -135.1694 | 120.8943 | 0.040789 | -135.1487 | 120.8732
Line12_13_15 | 0 | 0 | 0 | 0 | 0 | 0 | 0 | 0 | 0 | 0 | 0 | 0 | 1.9869e-12 | -7.0467e-10 | -1.9721e-09 | -1.9869e-12 | 7.0467e-10 | 1.9721e-09 | -7.0687e-12 | 2.2961e-09 | -1.099e-10 | 7.0687e-12 | -2.2961e-09 | 1.099e-10 | 0 | 0 | 0 | 0 | 0 | 0 | 0.95019 | 0.8408 | 0.69009 | 0.95019 | 0.8408 | 0.69009 | 0.040789 | -135.1487 | 120.8732 | 0.040789 | -135.1487 | 120.8732
Line13_13_14 | 0.00072496 | 0.0043004 | 0.0036399 | 0.00072496 | 0.0043004 | 0.0036399 | 0.00016742 | 0.00099313 | 0.0008406 | 0.00016742 | 0.00099313 | 0.0008406 | -0.00015539 | -0.00082193 | -8.2204e-05 | 0.0001554 | 0.00082228 | 8.2458e-05 | 3.4098e-05 | -0.00014731 | -0.00057424 | -3.4088e-05 | 0.00014768 | 0.0005745 | -167.5824 | 34.6905 | -140.9801 | 12.4176 | -145.3095 | 39.0199 | 0.95019 | 0.8408 | 0.69009 | 0.95024 | 0.84122 | 0.69045 | 0.040789 | -135.1487 | 120.8732 | 0.045265 | -135.128 | 120.852
Line14_15_16 | 0 | 0 | 0 | 0 | 0 | 0 | 0 | 0 | 0 | 0 | 0 | 0 | 1.3246e-12 | -4.6978e-10 | -1.3147e-09 | -1.3246e-12 | 4.6978e-10 | 1.3147e-09 | -4.7125e-12 | 1.5307e-09 | -7.3264e-11 | 4.7125e-12 | -1.5307e-09 | 7.3264e-11 | 0 | 0 | 0 | 0 | 0 | 0 | 0.95019 | 0.8408 | 0.69009 | 0.95019 | 0.8408 | 0.69009 | 0.040789 | -135.1487 | 120.8732 | 0.040789 | -135.1487 | 120.8732
Line15_16_17 | 0 | 0 | 0 | 0 | 0 | 0 | 0 | 0 | 0 | 0 | 0 | 0 | 6.6231e-13 | -2.3489e-10 | -6.5737e-10 | -6.623e-13 | 2.3489e-10 | 6.5737e-10 | -2.3562e-12 | 7.6536e-10 | -3.6632e-11 | 2.3562e-12 | -7.6536e-10 | 3.6632e-11 | 0 | 0 | 0 | 0 | 0 | 0 | 0.95019 | 0.8408 | 0.69009 | 0.95019 | 0.8408 | 0.69009 | 0.040789 | -135.1487 | 120.8732 | 0.040789 | -135.1487 | 120.8732
Line16_4_18 | 0 | 2.5152 | 2.5152 | 0 | 2.5152 | 2.5152 | 0 | 0.58087 | 0.58087 | 0 | 0.58087 | 0.58087 | 5.2909e-13 | 0.35492 | -0.11199 | -5.2901e-13 | -0.23345 | 0.23345 | -1.698e-12 | -0.020619 | 0.27367 | 1.698e-12 | 0.14715 | -0.14715 | 0 | -147.7472 | 32.2528 | 0 | 32.2528 | -147.7472 | 0.95015 | 0.61204 | 0.50906 | 0.95015 | 0.47508 | 0.47508 | 0.029397 | -151.072 | 144.507 | 0.029397 | -179.9706 | -179.9706
Line17_5_19 | 0.00073154 | 0.0043208 | 0.0036553 | 0.00073154 | 0.0043208 | 0.0036553 | 0.00016894 | 0.00099784 | 0.00084416 | 0.00016894 | 0.00099784 | 0.00084416 | -0.00015698 | -0.00082426 | -8.0357e-05 | 0.00015699 | 0.00082462 | 8.0613e-05 | 3.3456e-05 | -0.00014968 | -0.00057607 | -3.3445e-05 | 0.00015006 | 0.00057634 | -167.9415 | 34.4966 | -141.1225 | 12.0585 | -145.5034 | 38.8775 | 0.95005 | 0.83955 | 0.68903 | 0.9501 | 0.83997 | 0.68939 | 0.02738 | -135.2109 | 120.9366 | 0.031881 | -135.1901 | 120.9152
Line1_1_3 | 0.00072496 | 0.0043004 | 0.0036399 | 0.00072496 | 0.0043004 | 0.0036399 | 0.00016742 | 0.00099313 | 0.0008406 | 0.00016742 | 0.00099313 | 0.0008406 | -0.00015535 | -0.00082051 | -8.1191e-05 | 0.00015536 | 0.00082086 | 8.1446e-05 | 3.414e-05 | -0.00014582 | -0.00057318 | -3.413e-05 | 0.00014619 | 0.00057344 | -167.5824 | 34.6909 | -140.9797 | 12.4176 | -145.3091 | 39.0203 | 0.95001 | 0.83913 | 0.68868 | 0.95005 | 0.83955 | 0.68903 | 0.022878 | -135.2316 | 120.958 | 0.027356 | -135.2109 | 120.9367
Line2_1_4 | 0.0014966 | 2.5069 | 2.508 | 0.0014966 | 2.5069 | 2.508 | 0.00034563 | 0.57894 | 0.5792 | 0.00034563 | 0.57894 | 0.5792 | -0.00032415 | 0.47438 | 0.0093073 | 0.00032419 | -0.35372 | 0.11146 | -5.2378e-05 | 0.10474 | 0.39877 | 5.2423e-05 | 0.020951 | -0.27297 | 170.8439 | -147.6823 | 32.295 | -9.1561 | 32.3177 | -147.705 | 0.95001 | 0.83913 | 0.68868 | 0.95015 | 0.61204 | 0.50906 | 0.022878 | -135.2316 | 120.958 | 0.029397 | -151.072 | 144.507
Line3_1_5 | 0.00073154 | 0.0043208 | 0.0036553 | 0.00073154 | 0.0043208 | 0.0036553 | 0.00016894 | 0.00099784 | 0.00084416 | 0.00016894 | 0.00099784 | 0.00084416 | -0.00015697 | -0.0008239 | -8.0101e-05 | 0.00015698 | 0.00082426 | 8.0357e-05 | 3.3467e-05 | -0.00014931 | -0.00057581 | -3.3456e-05 | 0.00014968 | 0.00057607 | -167.9415 | 34.4967 | -141.1224 | 12.0585 | -145.5033 | 38.8776 | 0.95001 | 0.83913 | 0.68868 | 0.95005 | 0.83955 | 0.68903 | 0.022878 | -135.2316 | 120.958 | 0.02738 | -135.2109 | 120.9366
Line4_2_6 | 0.00072934 | 0.004314 | 0.0036502 | 0.00072934 | 0.004314 | 0.0036502 | 0.00016843 | 0.00099627 | 0.00084297 | 0.00016843 | 0.00099627 | 0.00084297 | -0.00015644 | -0.00082312 | -8.0723e-05 | 0.00015645 | 0.00082348 | 8.0979e-05 | 3.3683e-05 | -0.00014851 | -0.0005752 | -3.3673e-05 | 0.00014888 | 0.00057546 | -167.8214 | 34.5617 | -141.0746 | 12.1786 | -145.4383 | 38.9254 | 0.95005 | 0.83955 | 0.68903 | 0.9501 | 0.83997 | 0.68939 | 0.027372 | -135.2109 | 120.9366 | 0.031865 | -135.1901 | 120.9153
Line5_6_7 | 0.00072934 | 0.004314 | 0.0036502 | 0.00072934 | 0.004314 | 0.0036502 | 0.00016843 | 0.00099627 | 0.00084297 | 0.00016843 | 0.00099627 | 0.00084297 | -0.00015645 | -0.00082348 | -8.0978e-05 | 0.00015646 | 0.00082384 | 8.1234e-05 | 3.3673e-05 | -0.00014888 | -0.00057546 | -3.3662e-05 | 0.00014926 | 0.00057573 | -167.8214 | 34.5616 | -141.0747 | 12.1786 | -145.4384 | 38.9253 | 0.9501 | 0.83997 | 0.68939 | 0.95015 | 0.84039 | 0.68974 | 0.031865 | -135.1901 | 120.9153 | 0.036358 | -135.1694 | 120.894
Line6_7_8 | 0 | 0 | 0 | 0 | 0 | 0 | 0 | 0 | 0 | 0 | 0 | 0 | 1.5301e-12 | -7.073e-10 | -1.9737e-09 | -1.5301e-12 | 7.073e-10 | 1.9737e-09 | -6.3006e-12 | 2.298e-09 | -1.1246e-10 | 6.3006e-12 | -2.298e-09 | 1.1246e-10 | 0 | 0 | 0 | 0 | 0 | 0 | 0.95015 | 0.84039 | 0.68974 | 0.95015 | 0.84039 | 0.68974 | 0.036358 | -135.1694 | 120.894 | 0.036358 | -135.1694 | 120.894
Line7_8_9 | 0 | 0 | 0 | 0 | 0 | 0 | 0 | 0 | 0 | 0 | 0 | 0 | 5.1004e-13 | -2.3577e-10 | -6.5791e-10 | -5.1004e-13 | 2.3577e-10 | 6.5791e-10 | -2.1002e-12 | 7.6601e-10 | -3.7487e-11 | 2.1002e-12 | -7.6601e-10 | 3.7487e-11 | 0 | 0 | 0 | 0 | 0 | 0 | 0.95015 | 0.84039 | 0.68974 | 0.95015 | 0.84039 | 0.68974 | 0.036358 | -135.1694 | 120.894 | 0.036358 | -135.1694 | 120.894
Line8_8_10 | 0 | 0 | 0 | 0 | 0 | 0 | 0 | 0 | 0 | 0 | 0 | 0 | 5.1002e-13 | -2.3577e-10 | -6.5791e-10 | -5.1002e-13 | 2.3577e-10 | 6.5791e-10 | -2.1002e-12 | 7.6601e-10 | -3.7487e-11 | 2.1002e-12 | -7.6601e-10 | 3.7487e-11 | 0 | 0 | 0 | 0 | 0 | 0 | 0.95015 | 0.84039 | 0.68974 | 0.95015 | 0.84039 | 0.68974 | 0.036358 | -135.1694 | 120.894 | 0.036358 | -135.1694 | 120.894
Line9_3_11 | 0.00072496 | 0.0043004 | 0.0036399 | 0.00072496 | 0.0043004 | 0.0036399 | 0.00016742 | 0.00099313 | 0.0008406 | 0.00016742 | 0.00099313 | 0.0008406 | -0.00015536 | -0.00082086 | -8.1445e-05 | 0.00015537 | 0.00082122 | 8.1699e-05 | 3.413e-05 | -0.00014619 | -0.00057344 | -3.4119e-05 | 0.00014656 | 0.00057371 | -167.5824 | 34.6909 | -140.9797 | 12.4176 | -145.3091 | 39.0203 | 0.95005 | 0.83955 | 0.68903 | 0.9501 | 0.83996 | 0.68939 | 0.027356 | -135.2109 | 120.9367 | 0.031834 | -135.1901 | 120.9155

## LL_min_10
name | pf_ikss_a_from_ka | pf_ikss_b_from_ka | pf_ikss_c_from_ka | pf_ikss_a_to_ka | pf_ikss_b_to_ka | pf_ikss_c_to_ka | pf_skss_a_from_mw | pf_skss_b_from_mw | pf_skss_c_from_mw | pf_skss_a_to_mw | pf_skss_b_to_mw | pf_skss_c_to_mw | pf_p_a_from_mw | pf_p_b_from_mw | pf_p_c_from_mw | pf_p_a_to_mw | pf_p_b_to_mw | pf_p_c_to_mw | pf_q_a_from_mvar | pf_q_b_from_mvar | pf_q_c_from_mvar | pf_q_a_to_mvar | pf_q_b_to_mvar | pf_q_c_to_mvar | pf_ikss_a_from_degree | pf_ikss_b_from_degree | pf_ikss_c_from_degree | pf_ikss_a_to_degree | pf_ikss_b_to_degree | pf_ikss_c_to_degree | pf_vm_a_from_pu | pf_vm_b_from_pu | pf_vm_c_from_pu | pf_vm_a_to_pu | pf_vm_b_to_pu | pf_vm_c_to_pu | pf_va_a_from_degree | pf_va_b_from_degree | pf_va_c_from_degree | pf_va_a_to_degree | pf_va_b_to_degree | pf_va_c_to_degree
Line0_1_2 | 0.00069095 | 0.0040869 | 0.003458 | 0.00069095 | 0.0040869 | 0.003458 | 0.00015957 | 0.00094383 | 0.0007986 | 0.00015957 | 0.00094383 | 0.0007986 | -0.00014039 | -0.00073844 | -7.2221e-05 | 0.0001404 | 0.00073876 | 7.245e-05 | 3.024e-05 | -0.00013295 | -0.000516 | -3.0231e-05 | 0.00013329 | 0.00051624 | -167.8214 | 34.5617 | -141.0746 | 12.1786 | -145.4383 | 38.9254 | 0.90001 | 0.79496 | 0.65243 | 0.90005 | 0.79536 | 0.65277 | 0.022878 | -135.2316 | 120.958 | 0.027372 | -135.2109 | 120.9366
Line10_11_12 | 0.00068681 | 0.004074 | 0.0034483 | 0.00068681 | 0.004074 | 0.0034483 | 0.00015861 | 0.00094086 | 0.00079636 | 0.00015861 | 0.00094086 | 0.00079636 | -0.00013944 | -0.00073705 | -7.3325e-05 | 0.00013945 | 0.00073737 | 7.3553e-05 | 3.0622e-05 | -0.00013154 | -0.00051491 | -3.0613e-05 | 0.00013187 | 0.00051515 | -167.5824 | 34.6908 | -140.9798 | 12.4176 | -145.3092 | 39.0202 | 0.90009 | 0.79575 | 0.6531 | 0.90014 | 0.79615 | 0.65344 | 0.031834 | -135.1901 | 120.9155 | 0.036312 | -135.1694 | 120.8943
Line11_12_13 | 0.00068681 | 0.004074 | 0.0034483 | 0.00068681 | 0.004074 | 0.0034483 | 0.00015861 | 0.00094086 | 0.00079636 | 0.00015861 | 0.00094086 | 0.00079636 | -0.00013945 | -0.00073737 | -7.3553e-05 | 0.00013946 | 0.00073769 | 7.3781e-05 | 3.0613e-05 | -0.00013187 | -0.00051515 | -3.0603e-05 | 0.00013221 | 0.00051538 | -167.5824 | 34.6908 | -140.9799 | 12.4176 | -145.3092 | 39.0201 | 0.90014 | 0.79615 | 0.65344 | 0.90018 | 0.79655 | 0.65377 | 0.036312 | -135.1694 | 120.8943 | 0.040789 | -135.1487 | 120.8732
Line12_13_15 | 0 | 0 | 0 | 0 | 0 | 0 | 0 | 0 | 0 | 0 | 0 | 0 | 1.7833e-12 | -6.3245e-10 | -1.77e-09 | -1.7833e-12 | 6.3245e-10 | 1.77e-09 | -6.3442e-12 | 2.0608e-09 | -9.8632e-11 | 6.3442e-12 | -2.0608e-09 | 9.8632e-11 | 0 | 0 | 0 | 0 | 0 | 0 | 0.90018 | 0.79655 | 0.65377 | 0.90018 | 0.79655 | 0.65377 | 0.040789 | -135.1487 | 120.8732 | 0.040789 | -135.1487 | 120.8732
Line13_13_14 | 0.00068681 | 0.004074 | 0.0034483 | 0.00068681 | 0.004074 | 0.0034483 | 0.00015861 | 0.00094086 | 0.00079636 | 0.00015861 | 0.00094086 | 0.00079636 | -0.00013946 | -0.00073768 | -7.3779e-05 | 0.00013947 | 0.000738 | 7.4007e-05 | 3.0603e-05 | -0.00013221 | -0.00051538 | -3.0594e-05 | 0.00013254 | 0.00051562 | -167.5824 | 34.6905 | -140.9801 | 12.4176 | -145.3095 | 39.0199 | 0.90018 | 0.79655 | 0.65377 | 0.90022 | 0.79694 | 0.65411 | 0.040789 | -135.1487 | 120.8732 | 0.045265 | -135.128 | 120.852
Line14_15_16 | 0 | 0 | 0 | 0 | 0 | 0 | 0 | 0 | 0 | 0 | 0 | 0 | 1.1888e-12 | -4.2163e-10 | -1.18e-09 | -1.1888e-12 | 4.2163e-10 | 1.18e-09 | -4.2295e-12 | 1.3738e-09 | -6.5755e-11 | 4.2295e-12 | -1.3738e-09 | 6.5755e-11 | 0 | 0 | 0 | 0 | 0 | 0 | 0.90018 | 0.79655 | 0.65377 | 0.90018 | 0.79655 | 0.65377 | 0.040789 | -135.1487 | 120.8732 | 0.040789 | -135.1487 | 120.8732
Line15_16_17 | 0 | 0 | 0 | 0 | 0 | 0 | 0 | 0 | 0 | 0 | 0 | 0 | 5.9442e-13 | -2.1082e-10 | -5.9e-10 | -5.9443e-13 | 2.1082e-10 | 5.9e-10 | -2.1148e-12 | 6.8692e-10 | -3.2877e-11 | 2.1148e-12 | -6.8692e-10 | 3.2877e-11 | 0 | 0 | 0 | 0 | 0 | 0 | 0.90018 | 0.79655 | 0.65377 | 0.90018 | 0.79655 | 0.65377 | 0.040789 | -135.1487 | 120.8732 | 0.040789 | -135.1487 | 120.8732
Line16_4_18 | 0 | 2.3828 | 2.3828 | 0 | 2.3828 | 2.3828 | 0 | 0.55029 | 0.55029 | 0 | 0.55029 | 0.55029 | 4.7501e-13 | 0.31854 | -0.10051 | -4.7501e-13 | -0.20952 | 0.20952 | -1.5241e-12 | -0.018505 | 0.24562 | 1.5241e-12 | 0.13206 | -0.13206 | 0 | -147.7472 | 32.2528 | 0 | 32.2528 | -147.7472 | 0.90014 | 0.57983 | 0.48227 | 0.90014 | 0.45007 | 0.45007 | 0.029397 | -151.072 | 144.507 | 0.029397 | -179.9706 | -179.9706
Line17_5_19 | 0.00069304 | 0.0040934 | 0.0034629 | 0.00069304 | 0.0040934 | 0.0034629 | 0.00016005 | 0.00094533 | 0.00079973 | 0.00016005 | 0.00094533 | 0.00079973 | -0.00014089 | -0.00073978 | -7.2121e-05 | 0.0001409 | 0.0007401 | 7.2351e-05 | 3.0027e-05 | -0.00013434 | -0.00051703 | -3.0017e-05 | 0.00013468 | 0.00051727 | -167.9415 | 34.4966 | -141.1225 | 12.0585 | -145.5034 | 38.8775 | 0.90005 | 0.79536 | 0.65277 | 0.9001 | 0.79576 | 0.6531 | 0.02738 | -135.2109 | 120.9366 | 0.031881 | -135.1901 | 120.9152
Line1_1_3 | 0.00068681 | 0.004074 | 0.0034483 | 0.00068681 | 0.004074 | 0.0034483 | 0.00015861 | 0.00094086 | 0.00079636 | 0.00015861 | 0.00094086 | 0.00079636 | -0.00013942 | -0.00073641 | -7.287e-05 | 0.00013943 | 0.00073673 | 7.3098e-05 | 3.0641e-05 | -0.00013088 | -0.00051443 | -3.0631e-05 | 0.00013121 | 0.00051467 | -167.5824 | 34.6909 | -140.9797 | 12.4176 | -145.3091 | 39.0203 | 0.90001 | 0.79496 | 0.65243 | 0.90005 | 0.79536 | 0.65277 | 0.022878 | -135.2316 | 120.958 | 0.027356 | -135.2109 | 120.9367
Line2_1_4 | 0.0014179 | 2.375 | 2.376 | 0.0014179 | 2.375 | 2.376 | 0.00032744 | 0.54847 | 0.54872 | 0.00032744 | 0.54847 | 0.54872 | -0.00029092 | 0.42576 | 0.0083534 | 0.00029096 | -0.31747 | 0.10004 | -4.701e-05 | 0.094005 | 0.3579 | 4.705e-05 | 0.018803 | -0.24499 | 170.8439 | -147.6823 | 32.295 | -9.1561 | 32.3177 | -147.705 | 0.90001 | 0.79496 | 0.65243 | 0.90014 | 0.57983 | 0.48227 | 0.022878 | -135.2316 | 120.958 | 0.029397 | -151.072 | 144.507
Line3_1_5 | 0.00069304 | 0.0040934 | 0.0034629 | 0.00069304 | 0.0040934 | 0.0034629 | 0.00016005 | 0.00094533 | 0.00079973 | 0.00016005 | 0.00094533 | 0.00079973 | -0.00014088 | -0.00073945 | -7.1891e-05 | 0.00014089 | 0.00073978 | 7.2121e-05 | 3.0037e-05 | -0.000134 | -0.00051679 | -3.0027e-05 | 0.00013434 | 0.00051703 | -167.9415 | 34.4967 | -141.1224 | 12.0585 | -145.5033 | 38.8776 | 0.90001 | 0.79496 | 0.65243 | 0.90005 | 0.79536 | 0.65277 | 0.022878 | -135.2316 | 120.958 | 0.02738 | -135.2109 | 120.9366
Line4_2_6 | 0.00069095 | 0.0040869 | 0.003458 | 0.00069095 | 0.0040869 | 0.003458 | 0.00015957 | 0.00094383 | 0.0007986 | 0.00015957 | 0.00094383 | 0.0007986 | -0.0001404 | -0.00073876 | -7.245e-05 | 0.00014041 | 0.00073908 | 7.2679e-05 | 3.0231e-05 | -0.00013329 | -0.00051624 | -3.0221e-05 | 0.00013362 | 0.00051648 | -167.8214 | 34.5617 | -141.0746 | 12.1786 | -145.4383 | 38.9254 | 0.90005 | 0.79536 | 0.65277 | 0.90009 | 0.79576 | 0.6531 | 0.027372 | -135.2109 | 120.9366 | 0.031865 | -135.1901 | 120.9153
Line5_6_7 | 0.00069095 | 0.0040869 | 0.003458 | 0.00069095 | 0.0040869 | 0.003458 | 0.00015957 | 0.00094383 | 0.0007986 | 0.00015957 | 0.00094383 | 0.0007986 | -0.00014041 | -0.00073908 | -7.2679e-05 | 0.00014042 | 0.0007394 | 7.2908e-05 | 3.0221e-05 | -0.00013362 | -0.00051648 | -3.0212e-05 | 0.00013396 | 0.00051672 | -167.8214 | 34.5616 | -141.0747 | 12.1786 | -145.4384 | 38.9253 | 0.90009 | 0.79576 | 0.6531 | 0.90014 | 0.79616 | 0.65344 | 0.031865 | -135.1901 | 120.9153 | 0.036358 | -135.1694 | 120.894
Line6_7_8 | 0 | 0 | 0 | 0 | 0 | 0 | 0 | 0 | 0 | 0 | 0 | 0 | 1.3733e-12 | -6.3481e-10 | -1.7714e-09 | -1.3733e-12 | 6.3481e-10 | 1.7714e-09 | -5.6548e-12 | 2.0625e-09 | -1.0093e-10 | 5.6548e-12 | -2.0625e-09 | 1.0093e-10 | 0 | 0 | 0 | 0 | 0 | 0 | 0.90014 | 0.79616 | 0.65344 | 0.90014 | 0.79616 | 0.65344 | 0.036358 | -135.1694 | 120.894 | 0.036358 | -135.1694 | 120.894
Line7_8_9 | 0 | 0 | 0 | 0 | 0 | 0 | 0 | 0 | 0 | 0 | 0 | 0 | 4.5773e-13 | -2.116e-10 | -5.9048e-10 | -4.5774e-13 | 2.116e-10 | 5.9048e-10 | -1.885e-12 | 6.875e-10 | -3.3645e-11 | 1.8849e-12 | -6.875e-10 | 3.3645e-11 | 0 | 0 | 0 | 0 | 0 | 0 | 0.90014 | 0.79616 | 0.65344 | 0.90014 | 0.79616 | 0.65344 | 0.036358 | -135.1694 | 120.894 | 0.036358 | -135.1694 | 120.894
Line8_8_10 | 0 | 0 | 0 | 0 | 0 | 0 | 0 | 0 | 0 | 0 | 0 | 0 | 4.5773e-13 | -2.116e-10 | -5.9048e-10 | -4.5773e-13 | 2.116e-10 | 5.9048e-10 | -1.885e-12 | 6.875e-10 | -3.3645e-11 | 1.8849e-12 | -6.875e-10 | 3.3645e-11 | 0 | 0 | 0 | 0 | 0 | 0 | 0.90014 | 0.79616 | 0.65344 | 0.90014 | 0.79616 | 0.65344 | 0.036358 | -135.1694 | 120.894 | 0.036358 | -135.1694 | 120.894
Line9_3_11 | 0.00068681 | 0.004074 | 0.0034483 | 0.00068681 | 0.004074 | 0.0034483 | 0.00015861 | 0.00094086 | 0.00079636 | 0.00015861 | 0.00094086 | 0.00079636 | -0.00013943 | -0.00073673 | -7.3097e-05 | 0.00013944 | 0.00073705 | 7.3326e-05 | 3.0632e-05 | -0.00013121 | -0.00051467 | -3.0622e-05 | 0.00013154 | 0.00051491 | -167.5824 | 34.6909 | -140.9797 | 12.4176 | -145.3091 | 39.0203 | 0.90005 | 0.79536 | 0.65277 | 0.90009 | 0.79575 | 0.6531 | 0.027356 | -135.2109 | 120.9367 | 0.031834 | -135.1901 | 120.9155

## LL_min_fault_6
name | pf_ikss_a_from_ka | pf_ikss_b_from_ka | pf_ikss_c_from_ka | pf_ikss_a_to_ka | pf_ikss_b_to_ka | pf_ikss_c_to_ka | pf_skss_a_from_mw | pf_skss_b_from_mw | pf_skss_c_from_mw | pf_skss_a_to_mw | pf_skss_b_to_mw | pf_skss_c_to_mw | pf_p_a_from_mw | pf_p_b_from_mw | pf_p_c_from_mw | pf_p_a_to_mw | pf_p_b_to_mw | pf_p_c_to_mw | pf_q_a_from_mvar | pf_q_b_from_mvar | pf_q_c_from_mvar | pf_q_a_to_mvar | pf_q_b_to_mvar | pf_q_c_to_mvar | pf_ikss_a_from_degree | pf_ikss_b_from_degree | pf_ikss_c_from_degree | pf_ikss_a_to_degree | pf_ikss_b_to_degree | pf_ikss_c_to_degree | pf_vm_a_from_pu | pf_vm_b_from_pu | pf_vm_c_from_pu | pf_vm_a_to_pu | pf_vm_b_to_pu | pf_vm_c_to_pu | pf_va_a_from_degree | pf_va_b_from_degree | pf_va_c_from_degree | pf_va_a_to_degree | pf_va_b_to_degree | pf_va_c_to_degree
Line0_1_2 | 1.5265e-05 | 9.029e-05 | 7.6396e-05 | 1.5265e-05 | 9.029e-05 | 7.6396e-05 | 3.5252e-06 | 2.0851e-05 | 1.7643e-05 | 3.5252e-06 | 2.0851e-05 | 1.7643e-05 | -3.0435e-06 | -1.9291e-05 | -6.0987e-06 | 3.0435e-06 | 1.9291e-05 | 6.0988e-06 | 1.3973e-06 | -4.3279e-06 | -1.551e-05 | -1.3973e-06 | 4.3281e-06 | 1.551e-05 | -155.3388 | 47.0443 | -128.592 | 24.6612 | -132.9557 | 51.408 | 0.95 | 0.94814 | 0.94461 | 0.95 | 0.94815 | 0.94461 | 0.00046974 | -120.3106 | 119.9425 | 0.00057414 | -120.3102 | 119.9423
Line10_11_12 | 1.5173e-05 | 9.0005e-05 | 7.6182e-05 | 1.5173e-05 | 9.0005e-05 | 7.6182e-05 | 3.5041e-06 | 2.0786e-05 | 1.7593e-05 | 3.5041e-06 | 2.0786e-05 | 1.7593e-05 | -3.0195e-06 | -1.924e-05 | -6.1073e-06 | 3.0195e-06 | 1.924e-05 | 6.1074e-06 | 1.4016e-06 | -4.2713e-06 | -1.5456e-05 | -1.4015e-06 | 4.2714e-06 | 1.5456e-05 | -155.0998 | 47.1734 | -128.4972 | 24.9002 | -132.8266 | 51.5028 | 0.95 | 0.94816 | 0.94462 | 0.95 | 0.94817 | 0.94463 | 0.00067758 | -120.3099 | 119.9421 | 0.0007815 | -120.3095 | 119.9419
Line11_12_13 | 1.5173e-05 | 9.0005e-05 | 7.6182e-05 | 1.5173e-05 | 9.0005e-05 | 7.6182e-05 | 3.5041e-06 | 2.0786e-05 | 1.7593e-05 | 3.5041e-06 | 2.0786e-05 | 1.7593e-05 | -3.0195e-06 | -1.924e-05 | -6.1074e-06 | 3.0195e-06 | 1.924e-05 | 6.1075e-06 | 1.4015e-06 | -4.2715e-06 | -1.5456e-05 | -1.4015e-06 | 4.2716e-06 | 1.5456e-05 | -155.0998 | 47.1733 | -128.4973 | 24.9002 | -132.8267 | 51.5027 | 0.95 | 0.94817 | 0.94463 | 0.95 | 0.94818 | 0.94464 | 0.0007815 | -120.3095 | 119.9419 | 0.00088541 | -120.3092 | 119.9417
Line12_13_15 | 0 | 0 | 0 | 0 | 0 | 0 | 0 | 0 | 0 | 0 | 0 | 0 | 8.5162e-15 | -1.8847e-11 | -5.5689e-11 | -8.5166e-15 | 1.8847e-11 | 5.5689e-11 | -1.5341e-13 | 5.3464e-11 | 1.0045e-11 | 1.5341e-13 | -5.3464e-11 | -1.0045e-11 | 0 | 0 | 0 | 0 | 0 | 0 | 0.95 | 0.94818 | 0.94464 | 0.95 | 0.94818 | 0.94464 | 0.00088541 | -120.3092 | 119.9417 | 0.00088541 | -120.3092 | 119.9417
Line13_13_14 | 1.5173e-05 | 9.0005e-05 | 7.6181e-05 | 1.5173e-05 | 9.0005e-05 | 7.6181e-05 | 3.5041e-06 | 2.0786e-05 | 1.7593e-05 | 3.5041e-06 | 2.0786e-05 | 1.7593e-05 | -3.0195e-06 | -1.924e-05 | -6.1074e-06 | 3.0195e-06 | 1.924e-05 | 6.1075e-06 | 1.4015e-06 | -4.2717e-06 | -1.5457e-05 | -1.4015e-06 | 4.2718e-06 | 1.5457e-05 | -155.0998 | 47.1731 | -128.4975 | 24.9002 | -132.8269 | 51.5025 | 0.95 | 0.94818 | 0.94464 | 0.95 | 0.94819 | 0.94465 | 0.00088541 | -120.3092 | 119.9417 | 0.00098933 | -120.3088 | 119.9415
Line14_15_16 | 0 | 0 | 0 | 0 | 0 | 0 | 0 | 0 | 0 | 0 | 0 | 0 | 5.677e-15 | -1.2564e-11 | -3.7126e-11 | -5.6775e-15 | 1.2564e-11 | 3.7126e-11 | -1.0227e-13 | 3.5643e-11 | 6.6965e-12 | 1.0227e-13 | -3.5643e-11 | -6.6965e-12 | 0 | 0 | 0 | 0 | 0 | 0 | 0.95 | 0.94818 | 0.94464 | 0.95 | 0.94818 | 0.94464 | 0.00088541 | -120.3092 | 119.9417 | 0.00088541 | -120.3092 | 119.9417
Line15_16_17 | 0 | 0 | 0 | 0 | 0 | 0 | 0 | 0 | 0 | 0 | 0 | 0 | 2.8388e-15 | -6.2822e-12 | -1.8563e-11 | -2.8392e-15 | 6.2822e-12 | 1.8563e-11 | -5.1138e-14 | 1.7821e-11 | 3.3482e-12 | 5.1138e-14 | -1.7821e-11 | -3.3482e-12 | 0 | 0 | 0 | 0 | 0 | 0 | 0.95 | 0.94818 | 0.94464 | 0.95 | 0.94818 | 0.94464 | 0.00088541 | -120.3092 | 119.9417 | 0.00088541 | -120.3092 | 119.9417
Line16_4_18 | 0 | 0.052643 | 0.052643 | 0 | 0.052643 | 0.052643 | 0 | 0.012157 | 0.012157 | 0 | 0.012157 | 0.012157 | 3.1118e-15 | 0.011083 | 0.0028791 | -3.1129e-15 | -0.01103 | -0.0028259 | -3.7091e-14 | 0.0029191 | 0.011048 | 3.7091e-14 | -0.0028637 | -0.010992 | 0 | -135.2646 | 44.7354 | 0 | 44.7354 | -135.2646 | 0.95 | 0.94277 | 0.9391 | 0.95 | 0.93738 | 0.93359 | 0.00064219 | -120.5094 | 120.1289 | 0.00064219 | -120.7107 | 120.3183
Line17_5_19 | 1.5311e-05 | 9.0432e-05 | 7.6504e-05 | 1.5311e-05 | 9.0432e-05 | 7.6504e-05 | 3.5359e-06 | 2.0884e-05 | 1.7668e-05 | 3.5359e-06 | 2.0884e-05 | 1.7668e-05 | -3.0557e-06 | -1.9316e-05 | -6.0944e-06 | 3.0557e-06 | 1.9317e-05 | 6.0945e-06 | 1.3952e-06 | -4.3569e-06 | -1.5537e-05 | -1.3952e-06 | 4.357e-06 | 1.5537e-05 | -155.4589 | 46.9792 | -128.6399 | 24.5411 | -133.0208 | 51.3601 | 0.95 | 0.94815 | 0.94461 | 0.95 | 0.94816 | 0.94462 | 0.00057438 | -120.3102 | 119.9423 | 0.00067901 | -120.3099 | 119.9421
Line1_1_3 | 1.5173e-05 | 9.0005e-05 | 7.6182e-05 | 1.5173e-05 | 9.0005e-05 | 7.6182e-05 | 3.5041e-06 | 2.0786e-05 | 1.7593e-05 | 3.5041e-06 | 2.0786e-05 | 1.7593e-05 | -3.0194e-06 | -1.924e-05 | -6.1071e-06 | 3.0194e-06 | 1.924e-05 | 6.1072e-06 | 1.4016e-06 | -4.2709e-06 | -1.5456e-05 | -1.4016e-06 | 4.2711e-06 | 1.5456e-05 | -155.0998 | 47.1735 | -128.4971 | 24.9002 | -132.8265 | 51.5029 | 0.95 | 0.94814 | 0.94461 | 0.95 | 0.94815 | 0.94461 | 0.00046974 | -120.3106 | 119.9425 | 0.00057366 | -120.3102 | 119.9423
Line2_1_4 | 3.1324e-05 | 0.052468 | 0.052492 | 3.1324e-05 | 0.052468 | 0.052492 | 7.2339e-06 | 0.012117 | 0.012122 | 7.2339e-06 | 0.012117 | 0.012122 | -6.8606e-06 | 0.011103 | 0.0029319 | 6.8606e-06 | -0.01105 | -0.002879 | 3.987e-07 | 0.002952 | 0.011069 | -3.9868e-07 | -0.002897 | -0.011014 | -176.6735 | -135.1997 | 44.7776 | 3.3265 | 44.8003 | -135.2224 | 0.95 | 0.94814 | 0.94461 | 0.95 | 0.94277 | 0.9391 | 0.00046974 | -120.3106 | 119.9425 | 0.00064219 | -120.5094 | 120.1289
Line3_1_5 | 1.5311e-05 | 9.0432e-05 | 7.6504e-05 | 1.5311e-05 | 9.0432e-05 | 7.6504e-05 | 3.5359e-06 | 2.0884e-05 | 1.7668e-05 | 3.5359e-06 | 2.0884e-05 | 1.7668e-05 | -3.0556e-06 | -1.9316e-05 | -6.0943e-06 | 3.0557e-06 | 1.9316e-05 | 6.0944e-06 | 1.3952e-06 | -4.3567e-06 | -1.5537e-05 | -1.3952e-06 | 4.3568e-06 | 1.5537e-05 | -155.4589 | 46.9793 | -128.6398 | 24.5411 | -133.0207 | 51.3602 | 0.95 | 0.94814 | 0.94461 | 0.95 | 0.94815 | 0.94461 | 0.00046974 | -120.3106 | 119.9425 | 0.00057438 | -120.3102 | 119.9423
Line4_2_6 | 1.5265e-05 | 9.029e-05 | 7.6396e-05 | 1.5265e-05 | 9.029e-05 | 7.6396e-05 | 3.5252e-06 | 2.0851e-05 | 1.7643e-05 | 3.5252e-06 | 2.0851e-05 | 1.7643e-05 | -3.0435e-06 | -1.9291e-05 | -6.0987e-06 | 3.0435e-06 | 1.9291e-05 | 6.0989e-06 | 1.3973e-06 | -4.3281e-06 | -1.551e-05 | -1.3973e-06 | 4.3283e-06 | 1.551e-05 | -155.3388 | 47.0443 | -128.592 | 24.6612 | -132.9557 | 51.408 | 0.95 | 0.94815 | 0.94461 | 0.95 | 0.94816 | 0.94462 | 0.00057414 | -120.3102 | 119.9423 | 0.00067853 | -120.3099 | 119.9421
Line5_6_7 | 1.5265e-05 | 9.029e-05 | 7.6396e-05 | 1.5265e-05 | 9.029e-05 | 7.6396e-05 | 3.5252e-06 | 2.0851e-05 | 1.7643e-05 | 3.5252e-06 | 2.0851e-05 | 1.7643e-05 | -3.0435e-06 | -1.9291e-05 | -6.0988e-06 | 3.0435e-06 | 1.9291e-05 | 6.0989e-06 | 1.3973e-06 | -4.3283e-06 | -1.551e-05 | -1.3973e-06 | 4.3284e-06 | 1.551e-05 | -155.3388 | 47.0442 | -128.5921 | 24.6612 | -132.9558 | 51.4079 | 0.95 | 0.94816 | 0.94462 | 0.95 | 0.94817 | 0.94463 | 0.00067853 | -120.3099 | 119.9421 | 0.00078293 | -120.3095 | 119.9419
Line6_7_8 | 0 | 0 | 0 | 0 | 0 | 0 | 0 | 0 | 0 | 0 | 0 | 0 | 2.6797e-15 | -1.8939e-11 | -5.5776e-11 | -2.6797e-15 | 1.8939e-11 | 5.5776e-11 | -1.3565e-13 | 5.3526e-11 | 1.0009e-11 | 1.3565e-13 | -5.3526e-11 | -1.0009e-11 | 0 | 0 | 0 | 0 | 0 | 0 | 0.95 | 0.94817 | 0.94463 | 0.95 | 0.94817 | 0.94463 | 0.00078293 | -120.3095 | 119.9419 | 0.00078293 | -120.3095 | 119.9419
Line7_8_9 | 0 | 0 | 0 | 0 | 0 | 0 | 0 | 0 | 0 | 0 | 0 | 0 | 8.9273e-16 | -6.3129e-12 | -1.8592e-11 | -8.9273e-16 | 6.3129e-12 | 1.8592e-11 | -4.5218e-14 | 1.7842e-11 | 3.3364e-12 | 4.5219e-14 | -1.7842e-11 | -3.3364e-12 | 0 | 0 | 0 | 0 | 0 | 0 | 0.95 | 0.94817 | 0.94463 | 0.95 | 0.94817 | 0.94463 | 0.00078293 | -120.3095 | 119.9419 | 0.00078293 | -120.3095 | 119.9419
Line8_8_10 | 0 | 0 | 0 | 0 | 0 | 0 | 0 | 0 | 0 | 0 | 0 | 0 | 8.9314e-16 | -6.3129e-12 | -1.8592e-11 | -8.9314e-16 | 6.3129e-12 | 1.8592e-11 | -4.5217e-14 | 1.7842e-11 | 3.3364e-12 | 4.5218e-14 | -1.7842e-11 | -3.3364e-12 | 0 | 0 | 0 | 0 | 0 | 0 | 0.95 | 0.94817 | 0.94463 | 0.95 | 0.94817 | 0.94463 | 0.00078293 | -120.3095 | 119.9419 | 0.00078293 | -120.3095 | 119.9419
Line9_3_11 | 1.5173e-05 | 9.0005e-05 | 7.6182e-05 | 1.5173e-05 | 9.0005e-05 | 7.6182e-05 | 3.5041e-06 | 2.0786e-05 | 1.7593e-05 | 3.5041e-06 | 2.0786e-05 | 1.7593e-05 | -3.0194e-06 | -1.924e-05 | -6.1072e-06 | 3.0195e-06 | 1.924e-05 | 6.1073e-06 | 1.4016e-06 | -4.2711e-06 | -1.5456e-05 | -1.4016e-06 | 4.2713e-06 | 1.5456e-05 | -155.0998 | 47.1735 | -128.4971 | 24.9002 | -132.8265 | 51.5029 | 0.95 | 0.94815 | 0.94461 | 0.95 | 0.94816 | 0.94462 | 0.00057366 | -120.3102 | 119.9423 | 0.00067758 | -120.3099 | 119.9421

## LL_min_fault_10
name | pf_ikss_a_from_ka | pf_ikss_b_from_ka | pf_ikss_c_from_ka | pf_ikss_a_to_ka | pf_ikss_b_to_ka | pf_ikss_c_to_ka | pf_skss_a_from_mw | pf_skss_b_from_mw | pf_skss_c_from_mw | pf_skss_a_to_mw | pf_skss_b_to_mw | pf_skss_c_to_mw | pf_p_a_from_mw | pf_p_b_from_mw | pf_p_c_from_mw | pf_p_a_to_mw | pf_p_b_to_mw | pf_p_c_to_mw | pf_q_a_from_mvar | pf_q_b_from_mvar | pf_q_c_from_mvar | pf_q_a_to_mvar | pf_q_b_to_mvar | pf_q_c_to_mvar | pf_ikss_a_from_degree | pf_ikss_b_from_degree | pf_ikss_c_from_degree | pf_ikss_a_to_degree | pf_ikss_b_to_degree | pf_ikss_c_to_degree | pf_vm_a_from_pu | pf_vm_b_from_pu | pf_vm_c_from_pu | pf_vm_a_to_pu | pf_vm_b_to_pu | pf_vm_c_to_pu | pf_va_a_from_degree | pf_va_b_from_degree | pf_va_c_from_degree | pf_va_a_to_degree | pf_va_b_to_degree | pf_va_c_to_degree
Line0_1_2 | 1.4461e-05 | 8.5538e-05 | 7.2376e-05 | 1.4461e-05 | 8.5538e-05 | 7.2376e-05 | 3.3397e-06 | 1.9754e-05 | 1.6714e-05 | 3.3397e-06 | 1.9754e-05 | 1.6714e-05 | -2.7316e-06 | -1.7314e-05 | -5.4736e-06 | 2.7316e-06 | 1.7314e-05 | 5.4737e-06 | 1.2541e-06 | -3.8843e-06 | -1.392e-05 | -1.2541e-06 | 3.8845e-06 | 1.392e-05 | -155.3388 | 47.0443 | -128.592 | 24.6612 | -132.9557 | 51.408 | 0.9 | 0.89824 | 0.89489 | 0.9 | 0.89825 | 0.8949 | 0.00046974 | -120.3106 | 119.9425 | 0.00057414 | -120.3102 | 119.9423
Line10_11_12 | 1.4375e-05 | 8.5268e-05 | 7.2172e-05 | 1.4375e-05 | 8.5268e-05 | 7.2172e-05 | 3.3197e-06 | 1.9692e-05 | 1.6667e-05 | 3.3197e-06 | 1.9692e-05 | 1.6667e-05 | -2.71e-06 | -1.7268e-05 | -5.4813e-06 | 2.71e-06 | 1.7268e-05 | 5.4814e-06 | 1.2579e-06 | -3.8335e-06 | -1.3872e-05 | -1.2579e-06 | 3.8336e-06 | 1.3872e-05 | -155.0998 | 47.1734 | -128.4972 | 24.9002 | -132.8266 | 51.5028 | 0.9 | 0.89826 | 0.89491 | 0.9 | 0.89827 | 0.89491 | 0.00067758 | -120.3099 | 119.9421 | 0.0007815 | -120.3095 | 119.9419
Line11_12_13 | 1.4375e-05 | 8.5268e-05 | 7.2172e-05 | 1.4375e-05 | 8.5268e-05 | 7.2172e-05 | 3.3197e-06 | 1.9692e-05 | 1.6667e-05 | 3.3197e-06 | 1.9692e-05 | 1.6667e-05 | -2.71e-06 | -1.7268e-05 | -5.4814e-06 | 2.71e-06 | 1.7268e-05 | 5.4815e-06 | 1.2579e-06 | -3.8337e-06 | -1.3872e-05 | -1.2579e-06 | 3.8338e-06 | 1.3872e-05 | -155.0998 | 47.1733 | -128.4973 | 24.9002 | -132.8267 | 51.5027 | 0.9 | 0.89827 | 0.89491 | 0.9 | 0.89828 | 0.89492 | 0.0007815 | -120.3095 | 119.9419 | 0.00088541 | -120.3092 | 119.9417
Line12_13_15 | 0 | 0 | 0 | 0 | 0 | 0 | 0 | 0 | 0 | 0 | 0 | 0 | 7.6436e-15 | -1.6915e-11 | -4.9981e-11 | -7.6435e-15 | 1.6915e-11 | 4.9981e-11 | -1.3769e-13 | 4.7984e-11 | 9.0152e-12 | 1.3769e-13 | -4.7984e-11 | -9.0152e-12 | 0 | 0 | 0 | 0 | 0 | 0 | 0.9 | 0.89828 | 0.89492 | 0.9 | 0.89828 | 0.89492 | 0.00088541 | -120.3092 | 119.9417 | 0.00088541 | -120.3092 | 119.9417
Line13_13_14 | 1.4375e-05 | 8.5268e-05 | 7.2172e-05 | 1.4375e-05 | 8.5268e-05 | 7.2172e-05 | 3.3197e-06 | 1.9692e-05 | 1.6667e-05 | 3.3197e-06 | 1.9692e-05 | 1.6667e-05 | -2.71e-06 | -1.7268e-05 | -5.4815e-06 | 2.71e-06 | 1.7268e-05 | 5.4816e-06 | 1.2579e-06 | -3.8339e-06 | -1.3872e-05 | -1.2579e-06 | 3.834e-06 | 1.3872e-05 | -155.0998 | 47.1731 | -128.4975 | 24.9002 | -132.8269 | 51.5025 | 0.9 | 0.89828 | 0.89492 | 0.9 | 0.89828 | 0.89493 | 0.00088541 | -120.3092 | 119.9417 | 0.00098933 | -120.3088 | 119.9415
Line14_15_16 | 0 | 0 | 0 | 0 | 0 | 0 | 0 | 0 | 0 | 0 | 0 | 0 | 5.0955e-15 | -1.1277e-11 | -3.3321e-11 | -5.0951e-15 | 1.1277e-11 | 3.3321e-11 | -9.1792e-14 | 3.1989e-11 | 6.0101e-12 | 9.1792e-14 | -3.1989e-11 | -6.0101e-12 | 0 | 0 | 0 | 0 | 0 | 0 | 0.9 | 0.89828 | 0.89492 | 0.9 | 0.89828 | 0.89492 | 0.00088541 | -120.3092 | 119.9417 | 0.00088541 | -120.3092 | 119.9417
Line15_16_17 | 0 | 0 | 0 | 0 | 0 | 0 | 0 | 0 | 0 | 0 | 0 | 0 | 2.5476e-15 | -5.6383e-12 | -1.666e-11 | -2.5472e-15 | 5.6383e-12 | 1.666e-11 | -4.5897e-14 | 1.5995e-11 | 3.0051e-12 | 4.5897e-14 | -1.5995e-11 | -3.0051e-12 | 0 | 0 | 0 | 0 | 0 | 0 | 0.9 | 0.89828 | 0.89492 | 0.9 | 0.89828 | 0.89492 | 0.00088541 | -120.3092 | 119.9417 | 0.00088541 | -120.3092 | 119.9417
Line16_4_18 | 0 | 0.049872 | 0.049872 | 0 | 0.049872 | 0.049872 | 0 | 0.011517 | 0.011517 | 0 | 0.011517 | 0.011517 | 2.795e-15 | 0.0099475 | 0.002584 | -2.795e-15 | -0.0098997 | -0.0025363 | -3.3289e-14 | 0.0026199 | 0.0099156 | 3.3287e-14 | -0.0025702 | -0.0098658 | 0 | -135.2646 | 44.7354 | 0 | 44.7354 | -135.2646 | 0.9 | 0.89315 | 0.88967 | 0.9 | 0.88804 | 0.88445 | 0.00064219 | -120.5094 | 120.1289 | 0.00064219 | -120.7107 | 120.3183
Line17_5_19 | 1.4505e-05 | 8.5673e-05 | 7.2478e-05 | 1.4505e-05 | 8.5673e-05 | 7.2478e-05 | 3.3498e-06 | 1.9785e-05 | 1.6738e-05 | 3.3498e-06 | 1.9785e-05 | 1.6738e-05 | -2.7425e-06 | -1.7337e-05 | -5.4697e-06 | 2.7425e-06 | 1.7337e-05 | 5.4698e-06 | 1.2522e-06 | -3.9103e-06 | -1.3944e-05 | -1.2522e-06 | 3.9105e-06 | 1.3944e-05 | -155.4589 | 46.9792 | -128.6399 | 24.5411 | -133.0208 | 51.3601 | 0.9 | 0.89825 | 0.8949 | 0.9 | 0.89826 | 0.89491 | 0.00057438 | -120.3102 | 119.9423 | 0.00067901 | -120.3099 | 119.9421
Line1_1_3 | 1.4375e-05 | 8.5268e-05 | 7.2172e-05 | 1.4375e-05 | 8.5268e-05 | 7.2172e-05 | 3.3197e-06 | 1.9692e-05 | 1.6667e-05 | 3.3197e-06 | 1.9692e-05 | 1.6667e-05 | -2.71e-06 | -1.7268e-05 | -5.4812e-06 | 2.71e-06 | 1.7268e-05 | 5.4813e-06 | 1.2579e-06 | -3.8332e-06 | -1.3872e-05 | -1.2579e-06 | 3.8333e-06 | 1.3872e-05 | -155.0998 | 47.1735 | -128.4971 | 24.9002 | -132.8265 | 51.5029 | 0.9 | 0.89824 | 0.89489 | 0.9 | 0.89825 | 0.8949 | 0.00046974 | -120.3106 | 119.9425 | 0.00057366 | -120.3102 | 119.9423
Line2_1_4 | 2.9675e-05 | 0.049707 | 0.049729 | 2.9675e-05 | 0.049707 | 0.049729 | 6.8532e-06 | 0.011479 | 0.011484 | 6.8532e-06 | 0.011479 | 0.011484 | -6.1574e-06 | 0.009965 | 0.0026314 | 6.1575e-06 | -0.0099175 | -0.0025839 | 3.5784e-07 | 0.0026495 | 0.0099347 | -3.5782e-07 | -0.0026 | -0.0098853 | -176.6735 | -135.1997 | 44.7776 | 3.3265 | 44.8003 | -135.2224 | 0.9 | 0.89824 | 0.89489 | 0.9 | 0.89315 | 0.88967 | 0.00046974 | -120.3106 | 119.9425 | 0.00064219 | -120.5094 | 120.1289
Line3_1_5 | 1.4505e-05 | 8.5673e-05 | 7.2478e-05 | 1.4505e-05 | 8.5673e-05 | 7.2478e-05 | 3.3498e-06 | 1.9785e-05 | 1.6738e-05 | 3.3498e-06 | 1.9785e-05 | 1.6738e-05 | -2.7425e-06 | -1.7336e-05 | -5.4697e-06 | 2.7425e-06 | 1.7337e-05 | 5.4698e-06 | 1.2522e-06 | -3.9102e-06 | -1.3944e-05 | -1.2522e-06 | 3.9103e-06 | 1.3944e-05 | -155.4589 | 46.9793 | -128.6398 | 24.5411 | -133.0207 | 51.3602 | 0.9 | 0.89824 | 0.89489 | 0.9 | 0.89825 | 0.8949 | 0.00046974 | -120.3106 | 119.9425 | 0.00057438 | -120.3102 | 119.9423
Line4_2_6 | 1.4461e-05 | 8.5538e-05 | 7.2375e-05 | 1.4461e-05 | 8.5538e-05 | 7.2375e-05 | 3.3397e-06 | 1.9754e-05 | 1.6714e-05 | 3.3397e-06 | 1.9754e-05 | 1.6714e-05 | -2.7316e-06 | -1.7314e-05 | -5.4737e-06 | 2.7316e-06 | 1.7314e-05 | 5.4738e-06 | 1.2541e-06 | -3.8845e-06 | -1.392e-05 | -1.2541e-06 | 3.8846e-06 | 1.392e-05 | -155.3388 | 47.0443 | -128.592 | 24.6612 | -132.9557 | 51.408 | 0.9 | 0.89825 | 0.8949 | 0.9 | 0.89826 | 0.89491 | 0.00057414 | -120.3102 | 119.9423 | 0.00067853 | -120.3099 | 119.9421
Line5_6_7 | 1.4461e-05 | 8.5537e-05 | 7.2375e-05 | 1.4461e-05 | 8.5537e-05 | 7.2375e-05 | 3.3397e-06 | 1.9754e-05 | 1.6714e-05 | 3.3397e-06 | 1.9754e-05 | 1.6714e-05 | -2.7316e-06 | -1.7314e-05 | -5.4737e-06 | 2.7316e-06 | 1.7314e-05 | 5.4738e-06 | 1.2541e-06 | -3.8847e-06 | -1.392e-05 | -1.2541e-06 | 3.8848e-06 | 1.392e-05 | -155.3388 | 47.0442 | -128.5921 | 24.6612 | -132.9558 | 51.4079 | 0.9 | 0.89826 | 0.89491 | 0.9 | 0.89827 | 0.89491 | 0.00067853 | -120.3099 | 119.9421 | 0.00078293 | -120.3095 | 119.9419
Line6_7_8 | 0 | 0 | 0 | 0 | 0 | 0 | 0 | 0 | 0 | 0 | 0 | 0 | 2.4055e-15 | -1.6998e-11 | -5.0059e-11 | -2.4057e-15 | 1.6998e-11 | 5.0059e-11 | -1.2175e-13 | 4.804e-11 | 8.9833e-12 | 1.2175e-13 | -4.804e-11 | -8.9833e-12 | 0 | 0 | 0 | 0 | 0 | 0 | 0.9 | 0.89827 | 0.89491 | 0.9 | 0.89827 | 0.89491 | 0.00078293 | -120.3095 | 119.9419 | 0.00078293 | -120.3095 | 119.9419
Line7_8_9 | 0 | 0 | 0 | 0 | 0 | 0 | 0 | 0 | 0 | 0 | 0 | 0 | 8.0135e-16 | -5.6659e-12 | -1.6686e-11 | -8.0161e-16 | 5.6659e-12 | 1.6686e-11 | -4.0584e-14 | 1.6013e-11 | 2.9944e-12 | 4.0585e-14 | -1.6013e-11 | -2.9944e-12 | 0 | 0 | 0 | 0 | 0 | 0 | 0.9 | 0.89827 | 0.89491 | 0.9 | 0.89827 | 0.89491 | 0.00078293 | -120.3095 | 119.9419 | 0.00078293 | -120.3095 | 119.9419
Line8_8_10 | 0 | 0 | 0 | 0 | 0 | 0 | 0 | 0 | 0 | 0 | 0 | 0 | 8.0148e-16 | -5.6659e-12 | -1.6686e-11 | -8.0174e-16 | 5.6659e-12 | 1.6686e-11 | -4.0584e-14 | 1.6013e-11 | 2.9944e-12 | 4.0584e-14 | -1.6013e-11 | -2.9944e-12 | 0 | 0 | 0 | 0 | 0 | 0 | 0.9 | 0.89827 | 0.89491 | 0.9 | 0.89827 | 0.89491 | 0.00078293 | -120.3095 | 119.9419 | 0.00078293 | -120.3095 | 119.9419
Line9_3_11 | 1.4375e-05 | 8.5268e-05 | 7.2172e-05 | 1.4375e-05 | 8.5268e-05 | 7.2172e-05 | 3.3197e-06 | 1.9692e-05 | 1.6667e-05 | 3.3197e-06 | 1.9692e-05 | 1.6667e-05 | -2.71e-06 | -1.7268e-05 | -5.4813e-06 | 2.71e-06 | 1.7268e-05 | 5.4814e-06 | 1.2579e-06 | -3.8333e-06 | -1.3872e-05 | -1.2579e-06 | 3.8335e-06 | 1.3872e-05 | -155.0998 | 47.1735 | -128.4971 | 24.9002 | -132.8265 | 51.5029 | 0.9 | 0.89825 | 0.8949 | 0.9 | 0.89826 | 0.89491 | 0.00057366 | -120.3102 | 119.9423 | 0.00067758 | -120.3099 | 119.9421

## LG_max_6
name | pf_ikss_a_from_ka | pf_ikss_b_from_ka | pf_ikss_c_from_ka | pf_ikss_a_to_ka | pf_ikss_b_to_ka | pf_ikss_c_to_ka | pf_skss_a_from_mw | pf_skss_b_from_mw | pf_skss_c_from_mw | pf_skss_a_to_mw | pf_skss_b_to_mw | pf_skss_c_to_mw | pf_p_a_from_mw | pf_p_b_from_mw | pf_p_c_from_mw | pf_p_a_to_mw | pf_p_b_to_mw | pf_p_c_to_mw | pf_q_a_from_mvar | pf_q_b_from_mvar | pf_q_c_from_mvar | pf_q_a_to_mvar | pf_q_b_to_mvar | pf_q_c_to_mvar | pf_ikss_a_from_degree | pf_ikss_b_from_degree | pf_ikss_c_from_degree | pf_ikss_a_to_degree | pf_ikss_b_to_degree | pf_ikss_c_to_degree | 3xI0 | pf_vm_a_from_pu | pf_vm_b_from_pu | pf_vm_c_from_pu | pf_vm_a_to_pu | pf_vm_b_to_pu | pf_vm_c_to_pu | pf_va_a_from_degree | pf_va_b_from_degree | pf_va_c_from_degree | pf_va_a_to_degree | pf_va_b_to_degree | pf_va_c_to_degree
Line0_1_2 | 0.56781 | 0.21324 | 0.24761 | 0.56781 | 0.21324 | 0.24761 | 0.13113 | 0.049245 | 0.057184 | 0.13113 | 0.049245 | 0.057184 | -0.035938 | -0.052703 | 0.066018 | 0.038291 | 0.053128 | -0.066122 | -0.07306 | 0.029271 | -0.0056174 | 0.077615 | -0.029144 | 0.0062849 | 106.266 | 83.676 | 133.6338 | -73.734 | -96.3239 | -46.3662 |  | 0.62091 | 1.2242 | 1.1587 | 0.66 | 1.2305 | 1.1615 | -9.9263 | -125.3716 | 128.7704 | -9.9931 | -125.0711 | 128.2042
Line10_11_12 | 0.51067 | 0.18809 | 0.2296 | 0.51067 | 0.18809 | 0.2296 | 0.11793 | 0.043438 | 0.053023 | 0.11793 | 0.043438 | 0.053023 | -0.037982 | -0.045519 | 0.061197 | 0.039897 | 0.045837 | -0.061266 | -0.072109 | 0.028351 | -0.00794 | 0.075777 | -0.028267 | 0.0085178 | 107.8738 | 87.0594 | 135.1105 | -72.1262 | -92.9406 | -44.8895 |  | 0.69107 | 1.2345 | 1.1638 | 0.72615 | 1.2397 | 1.1666 | -9.9032 | -124.8563 | 127.718 | -9.8934 | -124.6018 | 127.1953
Line11_12_13 | 0.51067 | 0.18809 | 0.2296 | 0.51067 | 0.18809 | 0.2296 | 0.11793 | 0.043438 | 0.053023 | 0.11793 | 0.043438 | 0.053023 | -0.039897 | -0.045837 | 0.061266 | 0.041812 | 0.046155 | -0.061334 | -0.075777 | 0.028267 | -0.0085178 | 0.079444 | -0.028183 | 0.0090956 | 107.8738 | 87.0594 | 135.1105 | -72.1262 | -92.9406 | -44.8895 |  | 0.72615 | 1.2397 | 1.1666 | 0.76123 | 1.245 | 1.1694 | -9.8934 | -124.6018 | 127.1953 | -9.8844 | -124.3495 | 126.6752
Line12_13_15 | 0 | 0 | 0 | 0 | 0 | 0 | 0 | 0 | 0 | 0 | 0 | 0 | 1.8701e-08 | 4.5784e-08 | -6.2434e-08 | -1.1705e-08 | -3.1426e-08 | 4.108e-08 | 3.9993e-08 | -5.622e-08 | -2.2325e-08 | -2.7165e-08 | 3.7116e-08 | 1.5407e-08 | 0 | 0 | 0 | 0 | 0 | 0 |  | 0.76123 | 1.245 | 1.1694 | 0.76123 | 1.245 | 1.1694 | -9.8844 | -124.3495 | 126.6752 | -9.8844 | -124.3495 | 126.6752
Line13_13_14 | 0.51067 | 0.18809 | 0.2296 | 0.51067 | 0.18809 | 0.2296 | 0.11793 | 0.043438 | 0.053023 | 0.11793 | 0.043438 | 0.053023 | -0.041812 | -0.046155 | 0.061334 | 0.043727 | 0.046473 | -0.061403 | -0.079444 | 0.028183 | -0.0090956 | 0.083111 | -0.0281 | 0.0096734 | 107.8738 | 87.0595 | 135.1104 | -72.1262 | -92.9405 | -44.8896 |  | 0.76123 | 1.245 | 1.1694 | 0.7963 | 1.2502 | 1.1723 | -9.8844 | -124.3495 | 126.6752 | -9.8763 | -124.0994 | 126.1576
Line14_15_16 | 0 | 0 | 0 | 0 | 0 | 0 | 0 | 0 | 0 | 0 | 0 | 0 | 1.2467e-08 | 3.0523e-08 | -4.1622e-08 | -5.4712e-09 | -1.6165e-08 | 2.0269e-08 | 2.6662e-08 | -3.748e-08 | -1.4883e-08 | -1.3834e-08 | 1.8376e-08 | 7.965e-09 | 0 | 0 | 0 | 0 | 0 | 0 |  | 0.76123 | 1.245 | 1.1694 | 0.76123 | 1.245 | 1.1694 | -9.8844 | -124.3495 | 126.6752 | -9.8844 | -124.3495 | 126.6752
Line15_16_17 | 0 | 0 | 0 | 0 | 0 | 0 | 0 | 0 | 0 | 0 | 0 | 0 | 6.2337e-09 | 1.5261e-08 | -2.0811e-08 | 7.6251e-10 | -9.0386e-10 | -5.4245e-10 | 1.3331e-08 | -1.874e-08 | -7.4417e-09 | -5.0309e-10 | -3.6352e-10 | 5.2333e-10 | 0 | 0 | 0 | 0 | 0 | 0 |  | 0.76123 | 1.245 | 1.1694 | 0.76123 | 1.245 | 1.1694 | -9.8844 | -124.3495 | 126.6752 | -9.8844 | -124.3495 | 126.6752
Line16_4_18 | 4.2535 | 0 | 0 | 4.2535 | 0 | 0 | 0.98231 | 0 | 0 | 0.98231 | 0 | 0 | 0.15077 | 2.8074e-08 | -2.9757e-08 | -1.5695e-14 | -5.8334e-10 | -8.6584e-11 | 0.30154 | -2.3821e-08 | -1.5722e-08 | 8.672e-14 | 8.4591e-11 | 2.5779e-10 | -73.8885 | 0 | 0 | 106.1115 | 0 | 0 |  | 0.34321 | 1.2077 | 1.1188 | 0 | 1.1842 | 1.07 | -10.4535 | -122.0269 | 126.1155 | 0 | -118.9368 | 123.5878
Line17_5_19 | 0.60112 | 0.22834 | 0.25734 | 0.60112 | 0.22834 | 0.25734 | 0.13882 | 0.052733 | 0.059429 | 0.13882 | 0.052733 | 0.059429 | -0.039411 | -0.057974 | 0.068817 | 0.042038 | 0.058473 | -0.068945 | -0.083072 | 0.029236 | -0.0055595 | 0.08819 | -0.029077 | 0.0062778 | 105.3347 | 81.715 | 132.802 | -74.6653 | -98.285 | -47.198 |  | 0.66234 | 1.2313 | 1.1617 | 0.70376 | 1.2384 | 1.1649 | -10.0458 | -125.0462 | 128.1833 | -10.1513 | -124.7246 | 127.5993
Line1_1_3 | 0.51067 | 0.18809 | 0.2296 | 0.51067 | 0.18809 | 0.2296 | 0.11793 | 0.043438 | 0.053023 | 0.11793 | 0.043438 | 0.053023 | -0.034152 | -0.044884 | 0.06106 | 0.036067 | 0.045202 | -0.061129 | -0.064775 | 0.028518 | -0.0067844 | 0.068442 | -0.028434 | 0.0073622 | 107.8738 | 87.0594 | 135.1105 | -72.1262 | -92.9406 | -44.8895 |  | 0.62091 | 1.2242 | 1.1587 | 0.65599 | 1.2294 | 1.1612 | -9.9263 | -125.3716 | 128.7704 | -9.9141 | -125.1128 | 128.243
Line2_1_4 | 3.3543 | 0.29798 | 0.21399 | 3.3543 | 0.29798 | 0.21399 | 0.77465 | 0.068814 | 0.049418 | 0.77465 | 0.068814 | 0.049418 | 0.22139 | -0.078939 | 0.056773 | -0.12454 | 0.079435 | -0.054429 | 0.42701 | 0.029419 | -0.0074401 | -0.23489 | -0.024429 | 0.0097159 | -72.5207 | 75.0675 | 136.2365 | 107.4793 | -104.9324 | -43.7636 |  | 0.62091 | 1.2242 | 1.1587 | 0.34321 | 1.2077 | 1.1188 | -9.9263 | -125.3716 | 128.7704 | -10.4535 | -122.0269 | 126.1155
Line3_1_5 | 0.60112 | 0.22834 | 0.25734 | 0.60112 | 0.22834 | 0.25734 | 0.13882 | 0.052733 | 0.059429 | 0.13882 | 0.052733 | 0.059429 | -0.036784 | -0.057475 | 0.068688 | 0.039411 | 0.057974 | -0.068817 | -0.077954 | 0.029394 | -0.0048412 | 0.083072 | -0.029236 | 0.0055595 | 105.3347 | 81.715 | 132.802 | -74.6653 | -98.285 | -47.198 |  | 0.62091 | 1.2242 | 1.1587 | 0.66234 | 1.2313 | 1.1617 | -9.9263 | -125.3716 | 128.7704 | -10.0458 | -125.0462 | 128.1833
Line4_2_6 | 0.56781 | 0.21324 | 0.24761 | 0.56781 | 0.21324 | 0.24761 | 0.13113 | 0.049245 | 0.057184 | 0.13113 | 0.049245 | 0.057184 | -0.038291 | -0.053128 | 0.066122 | 0.040644 | 0.053554 | -0.066226 | -0.077615 | 0.029144 | -0.0062849 | 0.082169 | -0.029017 | 0.0069524 | 106.266 | 83.6761 | 133.6338 | -73.734 | -96.3239 | -46.3662 |  | 0.66 | 1.2305 | 1.1615 | 0.69909 | 1.2369 | 1.1645 | -9.9931 | -125.0711 | 128.2042 | -10.0524 | -124.7736 | 127.6409
Line5_6_7 | 0.56781 | 0.21324 | 0.24761 | 0.56781 | 0.21324 | 0.24761 | 0.13113 | 0.049245 | 0.057184 | 0.13113 | 0.049245 | 0.057184 | -0.040644 | -0.053554 | 0.066226 | 0.042996 | 0.05398 | -0.06633 | -0.082169 | 0.029017 | -0.0069524 | 0.086724 | -0.02889 | 0.0076199 | 106.266 | 83.6761 | 133.6338 | -73.734 | -96.3239 | -46.3662 |  | 0.69909 | 1.2369 | 1.1645 | 0.73817 | 1.2433 | 1.1676 | -10.0524 | -124.7736 | 127.6409 | -10.1054 | -124.4793 | 127.0805
Line6_7_8 | 0 | 0 | 0 | 0 | 0 | 0 | 0 | 0 | 0 | 0 | 0 | 0 | 1.8561e-08 | 4.802e-08 | -6.4681e-08 | -1.1574e-08 | -3.2909e-08 | 4.2583e-08 | 4.0542e-08 | -5.8176e-08 | -2.4435e-08 | -2.7527e-08 | 3.841e-08 | 1.6844e-08 | 0 | 0 | 0 | 0 | 0 | 0 |  | 0.73817 | 1.2433 | 1.1676 | 0.73817 | 1.2433 | 1.1676 | -10.1054 | -124.4793 | 127.0805 | -10.1054 | -124.4793 | 127.0805
Line7_8_9 | 0 | 0 | 0 | 0 | 0 | 0 | 0 | 0 | 0 | 0 | 0 | 0 | 6.1871e-09 | 1.6007e-08 | -2.156e-08 | 7.9991e-10 | -8.9568e-10 | -5.3762e-10 | 1.3514e-08 | -1.9392e-08 | -8.1449e-09 | -4.9865e-10 | -3.7383e-10 | 5.5409e-10 | 0 | 0 | 0 | 0 | 0 | 0 |  | 0.73817 | 1.2433 | 1.1676 | 0.73817 | 1.2433 | 1.1676 | -10.1054 | -124.4793 | 127.0805 | -10.1054 | -124.4793 | 127.0805
Line8_8_10 | 0 | 0 | 0 | 0 | 0 | 0 | 0 | 0 | 0 | 0 | 0 | 0 | 6.1871e-09 | 1.6007e-08 | -2.156e-08 | 7.9991e-10 | -8.9568e-10 | -5.3762e-10 | 1.3514e-08 | -1.9392e-08 | -8.1449e-09 | -4.9865e-10 | -3.7383e-10 | 5.5409e-10 | 0 | 0 | 0 | 0 | 0 | 0 |  | 0.73817 | 1.2433 | 1.1676 | 0.73817 | 1.2433 | 1.1676 | -10.1054 | -124.4793 | 127.0805 | -10.1054 | -124.4793 | 127.0805
Line9_3_11 | 0.51067 | 0.18809 | 0.2296 | 0.51067 | 0.18809 | 0.2296 | 0.11793 | 0.043438 | 0.053023 | 0.11793 | 0.043438 | 0.053023 | -0.036067 | -0.045202 | 0.061129 | 0.037982 | 0.045519 | -0.061197 | -0.068442 | 0.028434 | -0.0073622 | 0.072109 | -0.028351 | 0.00794 | 107.8738 | 87.0594 | 135.1105 | -72.1262 | -92.9406 | -44.8895 |  | 0.65599 | 1.2294 | 1.1612 | 0.69107 | 1.2345 | 1.1638 | -9.9141 | -125.1128 | 128.243 | -9.9032 | -124.8563 | 127.718

## LG_max_10
name | pf_ikss_a_from_ka | pf_ikss_b_from_ka | pf_ikss_c_from_ka | pf_ikss_a_to_ka | pf_ikss_b_to_ka | pf_ikss_c_to_ka | pf_skss_a_from_mw | pf_skss_b_from_mw | pf_skss_c_from_mw | pf_skss_a_to_mw | pf_skss_b_to_mw | pf_skss_c_to_mw | pf_p_a_from_mw | pf_p_b_from_mw | pf_p_c_from_mw | pf_p_a_to_mw | pf_p_b_to_mw | pf_p_c_to_mw | pf_q_a_from_mvar | pf_q_b_from_mvar | pf_q_c_from_mvar | pf_q_a_to_mvar | pf_q_b_to_mvar | pf_q_c_to_mvar | pf_ikss_a_from_degree | pf_ikss_b_from_degree | pf_ikss_c_from_degree | pf_ikss_a_to_degree | pf_ikss_b_to_degree | pf_ikss_c_to_degree | 3xI0 | pf_vm_a_from_pu | pf_vm_b_from_pu | pf_vm_c_from_pu | pf_vm_a_to_pu | pf_vm_b_to_pu | pf_vm_c_to_pu | pf_va_a_from_degree | pf_va_b_from_degree | pf_va_c_from_degree | pf_va_a_to_degree | pf_va_b_to_degree | pf_va_c_to_degree
Line0_1_2 | 0.58302 | 0.22104 | 0.25328 | 0.58302 | 0.22104 | 0.25328 | 0.13464 | 0.051047 | 0.058493 | 0.13464 | 0.051047 | 0.058493 | -0.037994 | -0.057203 | 0.070961 | 0.040468 | 0.057653 | -0.07107 | -0.077079 | 0.032128 | -0.0048459 | 0.081877 | -0.031985 | 0.0055344 | 106.0497 | 83.8441 | 132.8249 | -73.9503 | -96.1559 | -47.1751 |  | 0.63824 | 1.2853 | 1.216 | 0.67833 | 1.2916 | 1.2187 | -10.1901 | -125.4764 | 128.9183 | -10.251 | -125.1768 | 128.3721
Line10_11_12 | 0.52647 | 0.19598 | 0.23559 | 0.52647 | 0.19598 | 0.23559 | 0.12158 | 0.045259 | 0.054407 | 0.12158 | 0.045259 | 0.054407 | -0.040259 | -0.049688 | 0.066014 | 0.042288 | 0.050028 | -0.066087 | -0.076429 | 0.031141 | -0.0073808 | 0.080324 | -0.031044 | 0.0079809 | 107.6177 | 87.1176 | 134.2788 | -72.3823 | -92.8824 | -45.7212 |  | 0.71049 | 1.2957 | 1.2209 | 0.74661 | 1.3009 | 1.2235 | -10.1602 | -124.9593 | 127.8993 | -10.1475 | -124.7039 | 127.3929
Line11_12_13 | 0.52647 | 0.19598 | 0.23559 | 0.52647 | 0.19598 | 0.23559 | 0.12158 | 0.045259 | 0.054407 | 0.12158 | 0.045259 | 0.054407 | -0.042288 | -0.050028 | 0.066087 | 0.044317 | 0.050368 | -0.06616 | -0.080324 | 0.031044 | -0.0079809 | 0.08422 | -0.030948 | 0.008581 | 107.6177 | 87.1176 | 134.2788 | -72.3823 | -92.8824 | -45.7212 |  | 0.74661 | 1.3009 | 1.2235 | 0.78274 | 1.3062 | 1.2262 | -10.1475 | -124.7039 | 127.3929 | -10.1359 | -124.4506 | 126.8887
Line12_13_15 | 0 | 0 | 0 | 0 | 0 | 0 | 0 | 0 | 0 | 0 | 0 | 0 | 2.0658e-08 | 5.2081e-08 | -7.0503e-08 | -1.291e-08 | -3.5724e-08 | 4.6399e-08 | 4.4436e-08 | -6.3504e-08 | -2.5981e-08 | -3.018e-08 | 4.1927e-08 | 1.7914e-08 | 0 | 0 | 0 | 0 | 0 | 0 |  | 0.78274 | 1.3062 | 1.2262 | 0.78274 | 1.3062 | 1.2262 | -10.1359 | -124.4506 | 126.8887 | -10.1359 | -124.4506 | 126.8887
Line13_13_14 | 0.52647 | 0.19598 | 0.23559 | 0.52647 | 0.19598 | 0.23559 | 0.12158 | 0.045259 | 0.054407 | 0.12158 | 0.045259 | 0.054407 | -0.044317 | -0.050368 | 0.06616 | 0.046346 | 0.050708 | -0.066233 | -0.08422 | 0.030948 | -0.008581 | 0.088115 | -0.030851 | 0.0091811 | 107.6177 | 87.1176 | 134.2788 | -72.3823 | -92.8823 | -45.7212 |  | 0.78274 | 1.3062 | 1.2262 | 0.81886 | 1.3115 | 1.229 | -10.1359 | -124.4506 | 126.8887 | -10.1253 | -124.1993 | 126.3868
Line14_15_16 | 0 | 0 | 0 | 0 | 0 | 0 | 0 | 0 | 0 | 0 | 0 | 0 | 1.3772e-08 | 3.472e-08 | -4.7002e-08 | -6.0246e-09 | -1.8364e-08 | 2.2898e-08 | 2.9624e-08 | -4.2336e-08 | -1.7321e-08 | -1.5368e-08 | 2.0759e-08 | 9.2535e-09 | 0 | 0 | 0 | 0 | 0 | 0 |  | 0.78274 | 1.3062 | 1.2262 | 0.78274 | 1.3062 | 1.2262 | -10.1359 | -124.4506 | 126.8887 | -10.1359 | -124.4506 | 126.8887
Line15_16_17 | 0 | 0 | 0 | 0 | 0 | 0 | 0 | 0 | 0 | 0 | 0 | 0 | 6.8859e-09 | 1.736e-08 | -2.3501e-08 | 8.6129e-10 | -1.0033e-09 | -6.0313e-10 | 1.4812e-08 | -2.1168e-08 | -8.6603e-09 | -5.5559e-10 | -4.0881e-10 | 5.932e-10 | 0 | 0 | 0 | 0 | 0 | 0 |  | 0.78274 | 1.3062 | 1.2262 | 0.78274 | 1.3062 | 1.2262 | -10.1359 | -124.4506 | 126.8887 | -10.1359 | -124.4506 | 126.8887
Line16_4_18 | 4.364 | 0 | 0 | 4.364 | 0 | 0 | 1.0078 | 0 | 0 | 1.0078 | 0 | 0 | 0.15871 | 3.1242e-08 | -3.3061e-08 | 3.2032e-14 | -6.5725e-10 | -1.0803e-10 | 0.31741 | -2.66e-08 | -1.7691e-08 | -2.33e-14 | 7.1537e-11 | 3.0736e-10 | -74.1281 | 0 | 0 | 105.8719 | 0 | 0 |  | 0.35212 | 1.2681 | 1.1742 | 0 | 1.244 | 1.1237 | -10.6931 | -122.2022 | 126.3369 | 0 | -119.1831 | 123.8886
Line17_5_19 | 0.61578 | 0.23598 | 0.26279 | 0.61578 | 0.23598 | 0.26279 | 0.14221 | 0.054497 | 0.060689 | 0.14221 | 0.054497 | 0.060689 | -0.04159 | -0.06269 | 0.073823 | 0.04434 | 0.063215 | -0.073957 | -0.087398 | 0.032094 | -0.004717 | 0.092765 | -0.031919 | 0.0054552 | 105.1466 | 81.9568 | 132.009 | -74.8534 | -98.0431 | -47.991 |  | 0.68062 | 1.2923 | 1.2189 | 0.72301 | 1.2994 | 1.2219 | -10.3017 | -125.1531 | 128.3529 | -10.4002 | -124.8334 | 127.7904
Line1_1_3 | 0.52647 | 0.19598 | 0.23559 | 0.52647 | 0.19598 | 0.23559 | 0.12158 | 0.045259 | 0.054407 | 0.12158 | 0.045259 | 0.054407 | -0.036201 | -0.049008 | 0.065869 | 0.03823 | 0.049348 | -0.065942 | -0.068638 | 0.031334 | -0.0061807 | 0.072533 | -0.031238 | 0.0067808 | 107.6177 | 87.1176 | 134.2788 | -72.3823 | -92.8824 | -45.7212 |  | 0.63824 | 1.2853 | 1.216 | 0.67436 | 1.2904 | 1.2184 | -10.1901 | -125.4764 | 128.9183 | -10.1744 | -125.2168 | 128.4077
Line2_1_4 | 3.4557 | 0.30415 | 0.21996 | 3.4557 | 0.30415 | 0.21996 | 0.79807 | 0.07024 | 0.050797 | 0.79807 | 0.07024 | 0.050797 | 0.23415 | -0.084309 | 0.061404 | -0.13137 | 0.084865 | -0.058943 | 0.45235 | 0.032277 | -0.0066964 | -0.24842 | -0.027043 | 0.0091302 | -72.8229 | 75.4728 | 135.142 | 107.1771 | -104.5272 | -44.858 |  | 0.63824 | 1.2853 | 1.216 | 0.35212 | 1.2681 | 1.1742 | -10.1901 | -125.4764 | 128.9183 | -10.6931 | -122.2022 | 126.3369
Line3_1_5 | 0.61578 | 0.23598 | 0.26279 | 0.61578 | 0.23598 | 0.26279 | 0.14221 | 0.054497 | 0.060689 | 0.14221 | 0.054497 | 0.060689 | -0.038841 | -0.062166 | 0.07369 | 0.04159 | 0.06269 | -0.073823 | -0.082032 | 0.03227 | -0.0039789 | 0.087398 | -0.032094 | 0.004717 | 105.1466 | 81.9568 | 132.009 | -74.8534 | -98.0432 | -47.991 |  | 0.63824 | 1.2853 | 1.216 | 0.68062 | 1.2923 | 1.2189 | -10.1901 | -125.4764 | 128.9183 | -10.3017 | -125.1531 | 128.3529
Line4_2_6 | 0.58302 | 0.22104 | 0.25328 | 0.58302 | 0.22104 | 0.25328 | 0.13464 | 0.051047 | 0.058493 | 0.13464 | 0.051047 | 0.058494 | -0.040468 | -0.057653 | 0.07107 | 0.042941 | 0.058104 | -0.071179 | -0.081877 | 0.031985 | -0.0055344 | 0.086676 | -0.031843 | 0.006223 | 106.0497 | 83.8441 | 132.8249 | -73.9503 | -96.1559 | -47.1751 |  | 0.67833 | 1.2916 | 1.2187 | 0.71842 | 1.298 | 1.2215 | -10.251 | -125.1768 | 128.3721 | -10.3051 | -124.8801 | 127.8284
Line5_6_7 | 0.58302 | 0.22104 | 0.25328 | 0.58302 | 0.22104 | 0.25328 | 0.13464 | 0.051047 | 0.058494 | 0.13464 | 0.051047 | 0.058494 | -0.042941 | -0.058104 | 0.071179 | 0.045414 | 0.058554 | -0.071288 | -0.086676 | 0.031843 | -0.006223 | 0.091474 | -0.0317 | 0.0069115 | 106.0497 | 83.8441 | 132.8249 | -73.9503 | -96.1559 | -47.1751 |  | 0.71842 | 1.298 | 1.2215 | 0.7585 | 1.3044 | 1.2245 | -10.3051 | -124.8801 | 127.8284 | -10.3534 | -124.5864 | 127.2873
Line6_7_8 | 0 | 0 | 0 | 0 | 0 | 0 | 0 | 0 | 0 | 0 | 0 | 0 | 2.0458e-08 | 5.4563e-08 | -7.2942e-08 | -1.2739e-08 | -3.737e-08 | 4.8029e-08 | 4.4965e-08 | -6.5626e-08 | -2.8361e-08 | -3.0527e-08 | 4.333e-08 | 1.9534e-08 | 0 | 0 | 0 | 0 | 0 | 0 |  | 0.7585 | 1.3044 | 1.2245 | 0.7585 | 1.3044 | 1.2245 | -10.3534 | -124.5864 | 127.2873 | -10.3534 | -124.5864 | 127.2873
Line7_8_9 | 0 | 0 | 0 | 0 | 0 | 0 | 0 | 0 | 0 | 0 | 0 | 0 | 6.8193e-09 | 1.8188e-08 | -2.4314e-08 | 8.9995e-10 | -9.9433e-10 | -5.9864e-10 | 1.4988e-08 | -2.1875e-08 | -9.4537e-09 | -5.4982e-10 | -4.2068e-10 | 6.2643e-10 | 0 | 0 | 0 | 0 | 0 | 0 |  | 0.7585 | 1.3044 | 1.2245 | 0.7585 | 1.3044 | 1.2245 | -10.3534 | -124.5864 | 127.2873 | -10.3534 | -124.5864 | 127.2873
Line8_8_10 | 0 | 0 | 0 | 0 | 0 | 0 | 0 | 0 | 0 | 0 | 0 | 0 | 6.8193e-09 | 1.8188e-08 | -2.4314e-08 | 8.9995e-10 | -9.9433e-10 | -5.9864e-10 | 1.4988e-08 | -2.1875e-08 | -9.4537e-09 | -5.4982e-10 | -4.2068e-10 | 6.2643e-10 | 0 | 0 | 0 | 0 | 0 | 0 |  | 0.7585 | 1.3044 | 1.2245 | 0.7585 | 1.3044 | 1.2245 | -10.3534 | -124.5864 | 127.2873 | -10.3534 | -124.5864 | 127.2873
Line9_3_11 | 0.52647 | 0.19598 | 0.23559 | 0.52647 | 0.19598 | 0.23559 | 0.12158 | 0.045259 | 0.054407 | 0.12158 | 0.045259 | 0.054407 | -0.03823 | -0.049348 | 0.065942 | 0.040259 | 0.049688 | -0.066014 | -0.072533 | 0.031238 | -0.0067808 | 0.076429 | -0.031141 | 0.0073808 | 107.6177 | 87.1176 | 134.2788 | -72.3823 | -92.8824 | -45.7212 |  | 0.67436 | 1.2904 | 1.2184 | 0.71049 | 1.2957 | 1.2209 | -10.1744 | -125.2168 | 128.4077 | -10.1602 | -124.9593 | 127.8993

## LG_max_fault_6
name | pf_ikss_a_from_ka | pf_ikss_b_from_ka | pf_ikss_c_from_ka | pf_ikss_a_to_ka | pf_ikss_b_to_ka | pf_ikss_c_to_ka | pf_skss_a_from_mw | pf_skss_b_from_mw | pf_skss_c_from_mw | pf_skss_a_to_mw | pf_skss_b_to_mw | pf_skss_c_to_mw | pf_p_a_from_mw | pf_p_b_from_mw | pf_p_c_from_mw | pf_p_a_to_mw | pf_p_b_to_mw | pf_p_c_to_mw | pf_q_a_from_mvar | pf_q_b_from_mvar | pf_q_c_from_mvar | pf_q_a_to_mvar | pf_q_b_to_mvar | pf_q_c_to_mvar | pf_ikss_a_from_degree | pf_ikss_b_from_degree | pf_ikss_c_from_degree | pf_ikss_a_to_degree | pf_ikss_b_to_degree | pf_ikss_c_to_degree | 3xI0 | pf_vm_a_from_pu | pf_vm_b_from_pu | pf_vm_c_from_pu | pf_vm_a_to_pu | pf_vm_b_to_pu | pf_vm_c_to_pu | pf_va_a_from_degree | pf_va_b_from_degree | pf_va_c_from_degree | pf_va_a_to_degree | pf_va_b_to_degree | pf_va_c_to_degree
Line0_1_2 | 0.11571 | 0.11074 | 0.11343 | 0.11571 | 0.11074 | 0.11343 | 0.026723 | 0.025574 | 0.026196 | 0.026723 | 0.025574 | 0.026196 | -0.0023713 | -0.0017393 | -0.0010166 | 0.0025062 | 0.0018643 | 0.0011418 | -0.029112 | -0.028015 | -0.028689 | 0.029377 | 0.028263 | 0.028947 | 94.6128 | -26.3656 | -147.7914 | -85.3872 | 153.6344 | 32.2086 |  | 1.093 | 1.0976 | 1.0958 | 1.1033 | 1.1075 | 1.1059 | -0.043931 | -119.9183 | 120.1791 | -0.26344 | -120.1396 | 119.9497
Line10_11_12 | 0.10312 | 0.098699 | 0.10124 | 0.10312 | 0.098699 | 0.10124 | 0.023815 | 0.022794 | 0.023381 | 0.023815 | 0.022794 | 0.023381 | -0.0022602 | -0.0016304 | -0.0010036 | 0.0023675 | 0.0017297 | 0.0011033 | -0.02637 | -0.02537 | -0.026021 | 0.02658 | 0.025567 | 0.026226 | 94.4636 | -26.6369 | -148.0221 | -85.5364 | 153.3631 | 31.9779 |  | 1.1113 | 1.1153 | 1.1137 | 1.1205 | 1.1243 | 1.1227 | -0.43535 | -120.314 | 119.769 | -0.62626 | -120.5072 | 119.5688
Line11_12_13 | 0.10312 | 0.098699 | 0.10124 | 0.10312 | 0.098699 | 0.10124 | 0.023815 | 0.022794 | 0.023381 | 0.023815 | 0.022794 | 0.023381 | -0.0023675 | -0.0017297 | -0.0011033 | 0.0024747 | 0.0018289 | 0.0012031 | -0.02658 | -0.025567 | -0.026226 | 0.02679 | 0.025764 | 0.026432 | 94.4636 | -26.6369 | -148.0221 | -85.5364 | 153.3631 | 31.9779 |  | 1.1205 | 1.1243 | 1.1227 | 1.1297 | 1.1332 | 1.1316 | -0.62626 | -120.5072 | 119.5688 | -0.81407 | -120.6973 | 119.3718
Line12_13_15 | 0 | 0 | 0 | 0 | 0 | 0 | 0 | 0 | 0 | 0 | 0 | 0 | 1.4014e-09 | 1.1516e-09 | 4.934e-10 | -1.2649e-09 | -1.1136e-09 | -6.6791e-10 | 5.5172e-10 | -3.8004e-10 | 3.1347e-10 | -4.2961e-10 | 2.0027e-10 | -2.5674e-10 | 0 | 0 | 0 | 0 | 0 | 0 |  | 1.1297 | 1.1332 | 1.1316 | 1.1297 | 1.1332 | 1.1316 | -0.81407 | -120.6973 | 119.3718 | -0.81407 | -120.6973 | 119.3718
Line13_13_14 | 0.10312 | 0.098699 | 0.10124 | 0.10312 | 0.098699 | 0.10124 | 0.023815 | 0.022794 | 0.023381 | 0.023815 | 0.022794 | 0.023381 | -0.0024747 | -0.0018289 | -0.0012031 | 0.0025819 | 0.0019281 | 0.0013028 | -0.02679 | -0.025764 | -0.026432 | 0.027 | 0.025961 | 0.026637 | 94.4636 | -26.6369 | -148.0221 | -85.5364 | 153.3631 | 31.9779 |  | 1.1297 | 1.1332 | 1.1316 | 1.1389 | 1.1421 | 1.1406 | -0.81407 | -120.6973 | 119.3718 | -0.99884 | -120.8845 | 119.1779
Line14_15_16 | 0 | 0 | 0 | 0 | 0 | 0 | 0 | 0 | 0 | 0 | 0 | 0 | 9.3428e-10 | 7.6773e-10 | 3.2893e-10 | -7.9774e-10 | -7.2976e-10 | -5.0344e-10 | 3.6782e-10 | -2.5336e-10 | 2.0898e-10 | -2.457e-10 | 7.3586e-11 | -1.5226e-10 | 0 | 0 | 0 | 0 | 0 | 0 |  | 1.1297 | 1.1332 | 1.1316 | 1.1297 | 1.1332 | 1.1316 | -0.81407 | -120.6973 | 119.3718 | -0.81407 | -120.6973 | 119.3718
Line15_16_17 | 0 | 0 | 0 | 0 | 0 | 0 | 0 | 0 | 0 | 0 | 0 | 0 | 4.6714e-10 | 3.8386e-10 | 1.6447e-10 | -3.306e-10 | -3.459e-10 | -3.3897e-10 | 1.8391e-10 | -1.2668e-10 | 1.0449e-10 | -6.1794e-11 | -5.3095e-11 | -4.7768e-11 | 0 | 0 | 0 | 0 | 0 | 0 |  | 1.1297 | 1.1332 | 1.1316 | 1.1297 | 1.1332 | 1.1316 | -0.81407 | -120.6973 | 119.3718 | -0.81407 | -120.6973 | 119.3718
Line16_4_18 | 0.035931 | 0 | 0 | 0.035931 | 0 | 0 | 0.008298 | 0 | 0 | 0.008298 | 0 | 0 | 0.0064661 | 3.4759e-10 | -4.412e-11 | -0.0064553 | -2.3926e-10 | -2.348e-10 | 0.0064768 | -2.6187e-10 | 3.4846e-11 | -0.0064553 | 1.8059e-12 | 1.28e-12 | -45.2338 | 0 | 0 | 134.7662 | 0 | 0 |  | 1.1029 | 1.1093 | 1.1079 | 1.1002 | 1.1088 | 1.1078 | -0.1862 | -119.9957 | 120.0465 | -0.23382 | -119.9758 | 120.0172
Line17_5_19 | 0.12322 | 0.11792 | 0.12069 | 0.12322 | 0.11792 | 0.12069 | 0.028456 | 0.027233 | 0.027872 | 0.028456 | 0.027233 | 0.027872 | -0.0027268 | -0.0020779 | -0.0012983 | 0.0028796 | 0.0022197 | 0.0014401 | -0.031297 | -0.030109 | -0.030814 | 0.031596 | 0.030389 | 0.031107 | 94.7029 | -26.2044 | -147.651 | -85.2971 | 153.7956 | 32.349 |  | 1.104 | 1.1082 | 1.1065 | 1.115 | 1.1189 | 1.1172 | -0.27645 | -120.1523 | 119.9364 | -0.5044 | -120.382 | 119.6983
Line1_1_3 | 0.10312 | 0.098699 | 0.10124 | 0.10312 | 0.098699 | 0.10124 | 0.023815 | 0.022794 | 0.023381 | 0.023815 | 0.022794 | 0.023381 | -0.0020458 | -0.001432 | -0.00080425 | 0.002153 | 0.0015312 | 0.00090395 | -0.02595 | -0.024977 | -0.02561 | 0.02616 | 0.025173 | 0.025815 | 94.4636 | -26.6369 | -148.0221 | -85.5364 | 153.3631 | 31.9779 |  | 1.093 | 1.0976 | 1.0958 | 1.1022 | 1.1065 | 1.1048 | -0.043931 | -119.9183 | 120.1791 | -0.24127 | -120.1177 | 119.9724
Line2_1_4 | 0.1026 | 0.12541 | 0.12736 | 0.1026 | 0.12541 | 0.12736 | 0.023694 | 0.028963 | 0.029413 | 0.023694 | 0.028963 | 0.029413 | -0.0043712 | -0.0099659 | -0.0091122 | 0.0044747 | 0.010113 | 0.0092849 | -0.025527 | -0.030187 | -0.030917 | 0.025747 | 0.030495 | 0.031236 | 99.6731 | -11.6481 | -133.399 | -80.3269 | 168.3519 | 46.601 |  | 1.093 | 1.0976 | 1.0958 | 1.1029 | 1.1093 | 1.1079 | -0.043931 | -119.9183 | 120.1791 | -0.1862 | -119.9957 | 120.0465
Line3_1_5 | 0.12322 | 0.11792 | 0.12069 | 0.12322 | 0.11792 | 0.12069 | 0.028456 | 0.027233 | 0.027872 | 0.028456 | 0.027233 | 0.027872 | -0.0025739 | -0.0019361 | -0.0011565 | 0.0027268 | 0.0020779 | 0.0012983 | -0.030997 | -0.029828 | -0.030522 | 0.031297 | 0.030109 | 0.030814 | 94.7029 | -26.2044 | -147.651 | -85.2971 | 153.7956 | 32.349 |  | 1.093 | 1.0976 | 1.0958 | 1.104 | 1.1082 | 1.1065 | -0.043931 | -119.9183 | 120.1791 | -0.27645 | -120.1523 | 119.9364
Line4_2_6 | 0.11571 | 0.11074 | 0.11343 | 0.11571 | 0.11074 | 0.11343 | 0.026723 | 0.025574 | 0.026196 | 0.026723 | 0.025574 | 0.026196 | -0.0025062 | -0.0018643 | -0.0011419 | 0.0026411 | 0.0019893 | 0.0012671 | -0.029377 | -0.028263 | -0.028947 | 0.029641 | 0.028511 | 0.029205 | 94.6128 | -26.3656 | -147.7914 | -85.3872 | 153.6344 | 32.2086 |  | 1.1033 | 1.1075 | 1.1059 | 1.1136 | 1.1175 | 1.1159 | -0.26344 | -120.1396 | 119.9497 | -0.47889 | -120.3569 | 119.7244
Line5_6_7 | 0.11571 | 0.11074 | 0.11343 | 0.11571 | 0.11074 | 0.11343 | 0.026723 | 0.025574 | 0.026196 | 0.026723 | 0.025574 | 0.026196 | -0.0026411 | -0.0019893 | -0.0012671 | 0.0027759 | 0.0021143 | 0.0013923 | -0.029641 | -0.028511 | -0.029205 | 0.029905 | 0.028758 | 0.029463 | 94.6128 | -26.3656 | -147.7914 | -85.3872 | 153.6344 | 32.2086 |  | 1.1136 | 1.1175 | 1.1159 | 1.1239 | 1.1276 | 1.126 | -0.47889 | -120.3569 | 119.7244 | -0.69039 | -120.5704 | 119.5031
Line6_7_8 | 0 | 0 | 0 | 0 | 0 | 0 | 0 | 0 | 0 | 0 | 0 | 0 | 1.3348e-09 | 1.0879e-09 | 3.9614e-10 | -1.1948e-09 | -1.0461e-09 | -5.779e-10 | 5.4173e-10 | -4.2831e-10 | 2.8236e-10 | -4.1329e-10 | 2.4232e-10 | -2.2584e-10 | 0 | 0 | 0 | 0 | 0 | 0 |  | 1.1239 | 1.1276 | 1.126 | 1.1239 | 1.1276 | 1.126 | -0.69039 | -120.5704 | 119.5031 | -0.69039 | -120.5704 | 119.5031
Line7_8_9 | 0 | 0 | 0 | 0 | 0 | 0 | 0 | 0 | 0 | 0 | 0 | 0 | 4.4493e-10 | 3.6262e-10 | 1.3205e-10 | -3.0492e-10 | -3.2087e-10 | -3.1381e-10 | 1.8058e-10 | -1.4277e-10 | 9.412e-11 | -5.2138e-11 | -4.3216e-11 | -3.7598e-11 | 0 | 0 | 0 | 0 | 0 | 0 |  | 1.1239 | 1.1276 | 1.126 | 1.1239 | 1.1276 | 1.126 | -0.69039 | -120.5704 | 119.5031 | -0.69039 | -120.5704 | 119.5031
Line8_8_10 | 0 | 0 | 0 | 0 | 0 | 0 | 0 | 0 | 0 | 0 | 0 | 0 | 4.4493e-10 | 3.6262e-10 | 1.3205e-10 | -3.0492e-10 | -3.2087e-10 | -3.1381e-10 | 1.8058e-10 | -1.4277e-10 | 9.412e-11 | -5.2138e-11 | -4.3216e-11 | -3.7598e-11 | 0 | 0 | 0 | 0 | 0 | 0 |  | 1.1239 | 1.1276 | 1.126 | 1.1239 | 1.1276 | 1.126 | -0.69039 | -120.5704 | 119.5031 | -0.69039 | -120.5704 | 119.5031
Line9_3_11 | 0.10312 | 0.098699 | 0.10124 | 0.10312 | 0.098699 | 0.10124 | 0.023815 | 0.022794 | 0.023381 | 0.023815 | 0.022794 | 0.023381 | -0.002153 | -0.0015312 | -0.00090395 | 0.0022602 | 0.0016304 | 0.0010036 | -0.02616 | -0.025173 | -0.025815 | 0.02637 | 0.02537 | 0.026021 | 94.4636 | -26.6369 | -148.0221 | -85.5364 | 153.3631 | 31.9779 |  | 1.1022 | 1.1065 | 1.1048 | 1.1113 | 1.1153 | 1.1137 | -0.24127 | -120.1177 | 119.9724 | -0.43535 | -120.314 | 119.769

## LG_max_fault_10
name | pf_ikss_a_from_ka | pf_ikss_b_from_ka | pf_ikss_c_from_ka | pf_ikss_a_to_ka | pf_ikss_b_to_ka | pf_ikss_c_to_ka | pf_skss_a_from_mw | pf_skss_b_from_mw | pf_skss_c_from_mw | pf_skss_a_to_mw | pf_skss_b_to_mw | pf_skss_c_to_mw | pf_p_a_from_mw | pf_p_b_from_mw | pf_p_c_from_mw | pf_p_a_to_mw | pf_p_b_to_mw | pf_p_c_to_mw | pf_q_a_from_mvar | pf_q_b_from_mvar | pf_q_c_from_mvar | pf_q_a_to_mvar | pf_q_b_to_mvar | pf_q_c_to_mvar | pf_ikss_a_from_degree | pf_ikss_b_from_degree | pf_ikss_c_from_degree | pf_ikss_a_to_degree | pf_ikss_b_to_degree | pf_ikss_c_to_degree | 3xI0 | pf_vm_a_from_pu | pf_vm_b_from_pu | pf_vm_c_from_pu | pf_vm_a_to_pu | pf_vm_b_to_pu | pf_vm_c_to_pu | pf_va_a_from_degree | pf_va_b_from_degree | pf_va_c_from_degree | pf_va_a_to_degree | pf_va_b_to_degree | pf_va_c_to_degree
Line0_1_2 | 0.11664 | 0.1114 | 0.11422 | 0.11664 | 0.1114 | 0.11422 | 0.026936 | 0.025727 | 0.026378 | 0.026936 | 0.025727 | 0.026378 | -0.0025635 | -0.0018689 | -0.0010729 | 0.0027005 | 0.0019955 | 0.0011998 | -0.030741 | -0.029531 | -0.030271 | 0.031009 | 0.029782 | 0.030533 | 94.7146 | -26.2994 | -147.7895 | -85.2854 | 153.7006 | 32.2105 |  | 1.1452 | 1.1502 | 1.1483 | 1.1556 | 1.1602 | 1.1584 | -0.052246 | -119.9206 | 120.1805 | -0.26259 | -120.1327 | 119.9603
Line10_11_12 | 0.10437 | 0.099694 | 0.10237 | 0.10437 | 0.099694 | 0.10237 | 0.024104 | 0.023023 | 0.023641 | 0.024104 | 0.023023 | 0.023641 | -0.0024445 | -0.0017514 | -0.0010575 | 0.0025543 | 0.0018528 | 0.0011593 | -0.027944 | -0.026837 | -0.027553 | 0.028159 | 0.027038 | 0.027763 | 94.5705 | -26.5676 | -148.0169 | -85.4295 | 153.4324 | 31.9831 |  | 1.1637 | 1.1681 | 1.1663 | 1.173 | 1.1771 | 1.1754 | -0.42888 | -120.3015 | 119.7851 | -0.61273 | -120.4876 | 119.592
Line11_12_13 | 0.10437 | 0.099694 | 0.10237 | 0.10437 | 0.099694 | 0.10237 | 0.024104 | 0.023023 | 0.023641 | 0.024104 | 0.023023 | 0.023641 | -0.0025543 | -0.0018528 | -0.0011593 | 0.0026642 | 0.0019541 | 0.0012611 | -0.028159 | -0.027038 | -0.027763 | 0.028374 | 0.027239 | 0.027973 | 94.5705 | -26.5676 | -148.0169 | -85.4295 | 153.4324 | 31.9831 |  | 1.173 | 1.1771 | 1.1754 | 1.1823 | 1.1862 | 1.1845 | -0.61273 | -120.4876 | 119.592 | -0.79368 | -120.6709 | 119.4018
Line12_13_15 | 0 | 0 | 0 | 0 | 0 | 0 | 0 | 0 | 0 | 0 | 0 | 0 | 1.5437e-09 | 1.258e-09 | 4.9685e-10 | -1.3865e-09 | -1.2137e-09 | -6.9833e-10 | 6.2183e-10 | -4.5393e-10 | 3.4452e-10 | -4.8061e-10 | 2.4661e-10 | -2.7956e-10 | 0 | 0 | 0 | 0 | 0 | 0 |  | 1.1823 | 1.1862 | 1.1845 | 1.1823 | 1.1862 | 1.1845 | -0.79368 | -120.6709 | 119.4018 | -0.79368 | -120.6709 | 119.4018
Line13_13_14 | 0.10437 | 0.099694 | 0.10237 | 0.10437 | 0.099694 | 0.10237 | 0.024104 | 0.023023 | 0.023641 | 0.024104 | 0.023023 | 0.023641 | -0.0026642 | -0.0019541 | -0.0012611 | 0.0027741 | 0.0020554 | 0.0013629 | -0.028374 | -0.027239 | -0.027973 | 0.028589 | 0.02744 | 0.028183 | 94.5705 | -26.5676 | -148.0169 | -85.4295 | 153.4324 | 31.9831 |  | 1.1823 | 1.1862 | 1.1845 | 1.1916 | 1.1952 | 1.1935 | -0.79368 | -120.6709 | 119.4018 | -0.97182 | -120.8514 | 119.2145
Line14_15_16 | 0 | 0 | 0 | 0 | 0 | 0 | 0 | 0 | 0 | 0 | 0 | 0 | 1.0291e-09 | 8.3868e-10 | 3.3123e-10 | -8.7194e-10 | -7.9439e-10 | -5.3272e-10 | 4.1455e-10 | -3.0262e-10 | 2.2968e-10 | -2.7333e-10 | 9.5296e-11 | -1.6472e-10 | 0 | 0 | 0 | 0 | 0 | 0 |  | 1.1823 | 1.1862 | 1.1845 | 1.1823 | 1.1862 | 1.1845 | -0.79368 | -120.6709 | 119.4018 | -0.79368 | -120.6709 | 119.4018
Line15_16_17 | 0 | 0 | 0 | 0 | 0 | 0 | 0 | 0 | 0 | 0 | 0 | 0 | 5.1457e-10 | 4.1934e-10 | 1.6562e-10 | -3.5737e-10 | -3.7506e-10 | -3.671e-10 | 2.0728e-10 | -1.5131e-10 | 1.1484e-10 | -6.6056e-11 | -5.6015e-11 | -4.9877e-11 | 0 | 0 | 0 | 0 | 0 | 0 |  | 1.1823 | 1.1862 | 1.1845 | 1.1823 | 1.1862 | 1.1845 | -0.79368 | -120.6709 | 119.4018 | -0.79368 | -120.6709 | 119.4018
Line16_4_18 | 0.037628 | 0 | 0 | 0.037628 | 0 | 0 | 0.0086897 | 0 | 0 | 0.0086897 | 0 | 0 | 0.007091 | 3.8349e-10 | -6.0118e-11 | -0.0070792 | -2.6153e-10 | -2.5629e-10 | 0.0071028 | -2.9749e-10 | 4.0371e-11 | -0.0070792 | 1.9344e-12 | 1.6524e-12 | -45.2405 | 0 | 0 | 134.7595 | 0 | 0 |  | 1.155 | 1.1619 | 1.1604 | 1.1521 | 1.1614 | 1.1602 | -0.19284 | -119.9963 | 120.0496 | -0.24047 | -119.9763 | 120.0202
Line17_5_19 | 0.1239 | 0.11834 | 0.12124 | 0.1239 | 0.11834 | 0.12124 | 0.028614 | 0.02733 | 0.027998 | 0.028614 | 0.02733 | 0.027998 | -0.002927 | -0.0022149 | -0.0013589 | 0.0030815 | 0.0023578 | 0.0015018 | -0.032954 | -0.031648 | -0.032422 | 0.033257 | 0.031931 | 0.032717 | 94.801 | -26.1411 | -147.652 | -85.199 | 153.8589 | 32.348 |  | 1.1562 | 1.1609 | 1.159 | 1.1673 | 1.1716 | 1.1698 | -0.27456 | -120.1444 | 119.948 | -0.49267 | -120.3642 | 119.7198
Line1_1_3 | 0.10437 | 0.099694 | 0.10237 | 0.10437 | 0.099694 | 0.10237 | 0.024104 | 0.023023 | 0.023641 | 0.024104 | 0.023023 | 0.023641 | -0.0022247 | -0.0015488 | -0.00085389 | 0.0023346 | 0.0016501 | 0.00095569 | -0.027514 | -0.026435 | -0.027133 | 0.027729 | 0.026636 | 0.027343 | 94.5705 | -26.5676 | -148.0169 | -85.4295 | 153.4324 | 31.9831 |  | 1.1452 | 1.1502 | 1.1483 | 1.1545 | 1.1591 | 1.1573 | -0.052246 | -119.9206 | 120.1805 | -0.24207 | -120.1125 | 119.9813
Line2_1_4 | 0.10169 | 0.12553 | 0.12759 | 0.10169 | 0.12553 | 0.12759 | 0.023484 | 0.028991 | 0.029465 | 0.023484 | 0.028991 | 0.029465 | -0.0041786 | -0.010326 | -0.0093917 | 0.0042801 | 0.010473 | 0.0095655 | -0.026567 | -0.031705 | -0.032504 | 0.026784 | 0.032013 | 0.032824 | 98.8863 | -11.8808 | -133.7035 | -81.1137 | 168.1192 | 46.2965 |  | 1.1452 | 1.1502 | 1.1483 | 1.155 | 1.1619 | 1.1604 | -0.052246 | -119.9206 | 120.1805 | -0.19284 | -119.9963 | 120.0496
Line3_1_5 | 0.1239 | 0.11834 | 0.12124 | 0.1239 | 0.11834 | 0.12124 | 0.028614 | 0.02733 | 0.027998 | 0.028614 | 0.02733 | 0.027998 | -0.0027724 | -0.002072 | -0.0012159 | 0.002927 | 0.0022149 | 0.0013589 | -0.032652 | -0.031365 | -0.032127 | 0.032954 | 0.031648 | 0.032422 | 94.801 | -26.1411 | -147.652 | -85.199 | 153.8589 | 32.348 |  | 1.1452 | 1.1502 | 1.1483 | 1.1562 | 1.1609 | 1.159 | -0.052246 | -119.9206 | 120.1805 | -0.27456 | -120.1444 | 119.948
Line4_2_6 | 0.11664 | 0.1114 | 0.11422 | 0.11664 | 0.1114 | 0.11422 | 0.026936 | 0.025727 | 0.026378 | 0.026936 | 0.025727 | 0.026378 | -0.0027005 | -0.0019955 | -0.0011998 | 0.0028376 | 0.0021221 | 0.0013266 | -0.031009 | -0.029782 | -0.030533 | 0.031278 | 0.030032 | 0.030794 | 94.7146 | -26.2994 | -147.7895 | -85.2854 | 153.7006 | 32.2105 |  | 1.1556 | 1.1602 | 1.1584 | 1.1659 | 1.1703 | 1.1685 | -0.26259 | -120.1327 | 119.9603 | -0.46919 | -120.3412 | 119.7438
Line5_6_7 | 0.11664 | 0.1114 | 0.11422 | 0.11664 | 0.1114 | 0.11422 | 0.026936 | 0.025727 | 0.026378 | 0.026936 | 0.025727 | 0.026378 | -0.0028376 | -0.0021221 | -0.0013266 | 0.0029746 | 0.0022487 | 0.0014534 | -0.031278 | -0.030032 | -0.030794 | 0.031546 | 0.030283 | 0.031056 | 94.7146 | -26.2994 | -147.7895 | -85.2854 | 153.7006 | 32.2105 |  | 1.1659 | 1.1703 | 1.1685 | 1.1763 | 1.1804 | 1.1786 | -0.46919 | -120.3412 | 119.7438 | -0.67214 | -120.5461 | 119.531
Line6_7_8 | 0 | 0 | 0 | 0 | 0 | 0 | 0 | 0 | 0 | 0 | 0 | 0 | 1.4717e-09 | 1.1899e-09 | 3.9088e-10 | -1.3108e-09 | -1.1413e-09 | -6.005e-10 | 6.1208e-10 | -5.0657e-10 | 3.1059e-10 | -4.6371e-10 | 2.9234e-10 | -2.4597e-10 | 0 | 0 | 0 | 0 | 0 | 0 |  | 1.1763 | 1.1804 | 1.1786 | 1.1763 | 1.1804 | 1.1786 | -0.67214 | -120.5461 | 119.531 | -0.67214 | -120.5461 | 119.531
Line7_8_9 | 0 | 0 | 0 | 0 | 0 | 0 | 0 | 0 | 0 | 0 | 0 | 0 | 4.9058e-10 | 3.9664e-10 | 1.3029e-10 | -3.2959e-10 | -3.4801e-10 | -3.3991e-10 | 2.0403e-10 | -1.6886e-10 | 1.0353e-10 | -5.5657e-11 | -4.5374e-11 | -3.8908e-11 | 0 | 0 | 0 | 0 | 0 | 0 |  | 1.1763 | 1.1804 | 1.1786 | 1.1763 | 1.1804 | 1.1786 | -0.67214 | -120.5461 | 119.531 | -0.67214 | -120.5461 | 119.531
Line8_8_10 | 0 | 0 | 0 | 0 | 0 | 0 | 0 | 0 | 0 | 0 | 0 | 0 | 4.9058e-10 | 3.9664e-10 | 1.3029e-10 | -3.2959e-10 | -3.4801e-10 | -3.3991e-10 | 2.0403e-10 | -1.6886e-10 | 1.0353e-10 | -5.5657e-11 | -4.5374e-11 | -3.8908e-11 | 0 | 0 | 0 | 0 | 0 | 0 |  | 1.1763 | 1.1804 | 1.1786 | 1.1763 | 1.1804 | 1.1786 | -0.67214 | -120.5461 | 119.531 | -0.67214 | -120.5461 | 119.531
Line9_3_11 | 0.10437 | 0.099694 | 0.10237 | 0.10437 | 0.099694 | 0.10237 | 0.024104 | 0.023023 | 0.023641 | 0.024104 | 0.023023 | 0.023641 | -0.0023346 | -0.0016501 | -0.00095569 | 0.0024445 | 0.0017514 | 0.0010575 | -0.027729 | -0.026636 | -0.027343 | 0.027944 | 0.026837 | 0.027553 | 94.5705 | -26.5676 | -148.0169 | -85.4295 | 153.4324 | 31.9831 |  | 1.1545 | 1.1591 | 1.1573 | 1.1637 | 1.1681 | 1.1663 | -0.24207 | -120.1125 | 119.9813 | -0.42888 | -120.3015 | 119.7851

## LG_min_6
name | pf_ikss_a_from_ka | pf_ikss_b_from_ka | pf_ikss_c_from_ka | pf_ikss_a_to_ka | pf_ikss_b_to_ka | pf_ikss_c_to_ka | pf_skss_a_from_mw | pf_skss_b_from_mw | pf_skss_c_from_mw | pf_skss_a_to_mw | pf_skss_b_to_mw | pf_skss_c_to_mw | pf_p_a_from_mw | pf_p_b_from_mw | pf_p_c_from_mw | pf_p_a_to_mw | pf_p_b_to_mw | pf_p_c_to_mw | pf_q_a_from_mvar | pf_q_b_from_mvar | pf_q_c_from_mvar | pf_q_a_to_mvar | pf_q_b_to_mvar | pf_q_c_to_mvar | pf_ikss_a_from_degree | pf_ikss_b_from_degree | pf_ikss_c_from_degree | pf_ikss_a_to_degree | pf_ikss_b_to_degree | pf_ikss_c_to_degree | 3xI0 | pf_vm_a_from_pu | pf_vm_b_from_pu | pf_vm_c_from_pu | pf_vm_a_to_pu | pf_vm_b_to_pu | pf_vm_c_to_pu | pf_va_a_from_degree | pf_va_b_from_degree | pf_va_c_from_degree | pf_va_a_to_degree | pf_va_b_to_degree | pf_va_c_to_degree
Line0_1_2 | 0.025614 | 0.025182 | 0.025095 | 0.025614 | 0.025183 | 0.025096 | 0.0059153 | 0.0058156 | 0.0057955 | 0.0059154 | 0.0058157 | 0.0057956 | -0.00020912 | -0.0046646 | 0.0048869 | 0.00021548 | 0.0046708 | -0.0048809 | -0.00028543 | 0.0079944 | 0.0076045 | 0.0002921 | -0.0079882 | -0.0075984 | 92.402 | 92.1559 | 92.1997 | -87.598 | -87.8441 | -87.8003 |  | 0.059817 | 1.5915 | 1.5597 | 0.061361 | 1.5911 | 1.5583 | -33.8253 | -147.581 | 149.4739 | -34.0139 | -147.5289 | 149.4845
Line10_11_12 | 0.02555 | 0.025119 | 0.025033 | 0.02555 | 0.02512 | 0.025033 | 0.0059005 | 0.0058011 | 0.0057811 | 0.0059006 | 0.0058011 | 0.0057812 | -0.00022192 | -0.004646 | 0.0048808 | 0.00022825 | 0.0046521 | -0.0048749 | -0.00029747 | 0.0079729 | 0.0075616 | 0.0003041 | -0.0079668 | -0.0075555 | 92.5378 | 92.2925 | 92.3358 | -87.4622 | -87.7075 | -87.6642 |  | 0.062898 | 1.5907 | 1.5568 | 0.06444 | 1.5903 | 1.5553 | -34.1858 | -147.477 | 149.4948 | -34.3532 | -147.425 | 149.5054
Line11_12_13 | 0.02555 | 0.02512 | 0.025033 | 0.025551 | 0.02512 | 0.025034 | 0.0059006 | 0.0058011 | 0.0057812 | 0.0059007 | 0.0058012 | 0.0057812 | -0.00022825 | -0.0046521 | 0.0048749 | 0.00023458 | 0.0046582 | -0.004869 | -0.0003041 | 0.0079668 | 0.0075555 | 0.00031073 | -0.0079606 | -0.0075494 | 92.5378 | 92.2925 | 92.3358 | -87.4622 | -87.7075 | -87.6642 |  | 0.06444 | 1.5903 | 1.5553 | 0.065982 | 1.5899 | 1.5539 | -34.3532 | -147.425 | 149.5054 | -34.5127 | -147.373 | 149.5159
Line12_13_15 | 0 | 0 | 0 | 0 | 0 | 0 | 0 | 0 | 0 | 0 | 0 | 0 | 8.1814e-09 | 1.8955e-07 | -1.7277e-07 | -5.2808e-09 | -1.3071e-07 | 1.1103e-07 | 1.2008e-08 | -2.9432e-07 | -2.9531e-07 | -8.1357e-09 | 1.9367e-07 | 1.9954e-07 | 0 | 0 | 0 | 0 | 0 | 0 |  | 0.065982 | 1.5899 | 1.5539 | 0.065982 | 1.5899 | 1.5539 | -34.5127 | -147.373 | 149.5159 | -34.5127 | -147.373 | 149.5159
Line13_13_14 | 0.025552 | 0.025121 | 0.025034 | 0.025552 | 0.025121 | 0.025035 | 0.0059009 | 0.0058014 | 0.0057815 | 0.005901 | 0.0058015 | 0.0057815 | -0.00023459 | -0.0046584 | 0.0048691 | 0.00024092 | 0.0046645 | -0.0048632 | -0.00031074 | 0.0079609 | 0.0075497 | 0.00031737 | -0.0079547 | -0.0075436 | 92.5376 | 92.2924 | 92.3356 | -87.4624 | -87.7076 | -87.6644 |  | 0.065982 | 1.5899 | 1.5539 | 0.067524 | 1.5895 | 1.5524 | -34.5127 | -147.373 | 149.5159 | -34.665 | -147.3209 | 149.5265
Line14_15_16 | 0 | 0 | 0 | 0 | 0 | 0 | 0 | 0 | 0 | 0 | 0 | 0 | 5.4542e-09 | 1.2636e-07 | -1.1518e-07 | -2.5537e-09 | -6.7532e-08 | 5.3446e-08 | 8.0055e-09 | -1.9621e-07 | -1.9688e-07 | -4.133e-09 | 9.556e-08 | 1.011e-07 | 0 | 0 | 0 | 0 | 0 | 0 |  | 0.065982 | 1.5899 | 1.5539 | 0.065982 | 1.5899 | 1.5539 | -34.5127 | -147.373 | 149.5159 | -34.5127 | -147.373 | 149.5159
Line15_16_17 | 0 | 0 | 0 | 0 | 0 | 0 | 0 | 0 | 0 | 0 | 0 | 0 | 2.7271e-09 | 6.3182e-08 | -5.7589e-08 | 1.7342e-10 | -4.3505e-09 | -4.143e-09 | 4.0027e-09 | -9.8106e-08 | -9.8438e-08 | -1.3022e-10 | -2.5463e-09 | 2.6666e-09 | 0 | 0 | 0 | 0 | 0 | 0 |  | 0.065982 | 1.5899 | 1.5539 | 0.065982 | 1.5899 | 1.5539 | -34.5127 | -147.373 | 149.5159 | -34.5127 | -147.373 | 149.5159
Line16_4_18 | 0.30692 | 0 | 0 | 0.30692 | 0 | 0 | 0.07088 | 0 | 0 | 0.07088 | 0 | 0 | 0.0015072 | 6.4899e-08 | -5.7416e-08 | 2.0417e-15 | -4.3085e-09 | -4.0773e-09 | 0.00157 | -9.8671e-08 | -1.0008e-07 | -1.0142e-14 | -2.519e-09 | 2.6528e-09 | -80.2179 | 0 | 0 | 99.7821 | 0 | 0 |  | 0.030705 | 1.5887 | 1.5521 | 0 | 1.5863 | 1.546 | -34.0487 | -147.3258 | 149.4982 | 0 | -147.1221 | 149.5123
Line17_5_19 | 0.025648 | 0.025215 | 0.025128 | 0.025648 | 0.025216 | 0.025129 | 0.0059231 | 0.0058232 | 0.0058031 | 0.0059232 | 0.0058233 | 0.0058032 | -0.00021543 | -0.0046864 | 0.0048782 | 0.0002218 | 0.0046926 | -0.0048722 | -0.00029273 | 0.007993 | 0.0076141 | 0.00029941 | -0.0079867 | -0.0076079 | 92.3337 | 92.0873 | 92.1313 | -87.6663 | -87.9127 | -87.8687 |  | 0.061363 | 1.5911 | 1.5583 | 0.062909 | 1.5907 | 1.5568 | -34.0159 | -147.5288 | 149.4846 | -34.1972 | -147.4765 | 149.4953
Line1_1_3 | 0.025549 | 0.025119 | 0.025032 | 0.02555 | 0.025119 | 0.025033 | 0.0059004 | 0.0058009 | 0.005781 | 0.0059005 | 0.005801 | 0.005781 | -0.00020926 | -0.0046338 | 0.0048926 | 0.00021559 | 0.0046399 | -0.0048867 | -0.00028422 | 0.0079853 | 0.0075738 | 0.00029085 | -0.0079791 | -0.0075677 | 92.5379 | 92.2926 | 92.3359 | -87.4621 | -87.7074 | -87.6641 |  | 0.059817 | 1.5915 | 1.5597 | 0.061358 | 1.5911 | 1.5583 | -33.8253 | -147.581 | 149.4739 | -34.0101 | -147.529 | 149.4844
Line2_1_4 | 0.28105 | 0.025255 | 0.025103 | 0.28105 | 0.025256 | 0.025104 | 0.064905 | 0.0058325 | 0.0057974 | 0.064905 | 0.0058326 | 0.0057974 | 0.0027145 | -0.0047162 | 0.004877 | -0.0013989 | 0.0047434 | -0.0048501 | 0.0027758 | 0.0079953 | 0.0076143 | -0.0014194 | -0.00796 | -0.0075794 | -79.4644 | 91.8835 | 92.1137 | 100.5356 | -88.1165 | -87.8863 |  | 0.059817 | 1.5915 | 1.5597 | 0.030705 | 1.5887 | 1.5521 | -33.8253 | -147.581 | 149.4739 | -34.0487 | -147.3258 | 149.4982
Line3_1_5 | 0.025647 | 0.025215 | 0.025128 | 0.025648 | 0.025215 | 0.025128 | 0.005923 | 0.0058232 | 0.005803 | 0.0059231 | 0.0058232 | 0.0058031 | -0.00020905 | -0.0046803 | 0.0048841 | 0.00021543 | 0.0046864 | -0.0048782 | -0.00028606 | 0.0079992 | 0.0076202 | 0.00029273 | -0.007993 | -0.0076141 | 92.3337 | 92.0873 | 92.1313 | -87.6663 | -87.9127 | -87.8687 |  | 0.059817 | 1.5915 | 1.5597 | 0.061363 | 1.5911 | 1.5583 | -33.8253 | -147.581 | 149.4739 | -34.0159 | -147.5288 | 149.4846
Line4_2_6 | 0.025614 | 0.025183 | 0.025096 | 0.025615 | 0.025183 | 0.025096 | 0.0059154 | 0.0058157 | 0.0057956 | 0.0059155 | 0.0058157 | 0.0057957 | -0.00021548 | -0.0046708 | 0.0048809 | 0.00022184 | 0.0046769 | -0.004875 | -0.0002921 | 0.0079882 | 0.0075984 | 0.00029876 | -0.007982 | -0.0075923 | 92.402 | 92.1559 | 92.1997 | -87.598 | -87.8441 | -87.8003 |  | 0.061361 | 1.5911 | 1.5583 | 0.062905 | 1.5907 | 1.5568 | -34.0139 | -147.5289 | 149.4845 | -34.1934 | -147.4767 | 149.4952
Line5_6_7 | 0.025615 | 0.025183 | 0.025096 | 0.025615 | 0.025183 | 0.025096 | 0.0059155 | 0.0058157 | 0.0057957 | 0.0059155 | 0.0058158 | 0.0057957 | -0.00022184 | -0.0046769 | 0.004875 | 0.0002282 | 0.004683 | -0.004869 | -0.00029876 | 0.007982 | 0.0075923 | 0.00030542 | -0.0079758 | -0.0075861 | 92.4019 | 92.1559 | 92.1997 | -87.5981 | -87.8441 | -87.8003 |  | 0.062905 | 1.5907 | 1.5568 | 0.06445 | 1.5903 | 1.5553 | -34.1934 | -147.4767 | 149.4952 | -34.3642 | -147.4245 | 149.5058
Line6_7_8 | 0 | 0 | 0 | 0 | 0 | 0 | 0 | 0 | 0 | 0 | 0 | 0 | 7.9571e-09 | 1.8991e-07 | -1.7285e-07 | -5.1346e-09 | -1.3097e-07 | 1.1108e-07 | 1.1774e-08 | -2.9471e-07 | -2.9613e-07 | -7.9762e-09 | 1.9392e-07 | 2.0009e-07 | 0 | 0 | 0 | 0 | 0 | 0 |  | 0.06445 | 1.5903 | 1.5553 | 0.06445 | 1.5903 | 1.5553 | -34.3642 | -147.4245 | 149.5058 | -34.3642 | -147.4245 | 149.5058
Line7_8_9 | 0 | 0 | 0 | 0 | 0 | 0 | 0 | 0 | 0 | 0 | 0 | 0 | 2.6524e-09 | 6.3304e-08 | -5.7616e-08 | 1.7009e-10 | -4.3563e-09 | -4.1547e-09 | 3.9247e-09 | -9.8237e-08 | -9.8711e-08 | -1.2672e-10 | -2.5514e-09 | 2.6683e-09 | 0 | 0 | 0 | 0 | 0 | 0 |  | 0.06445 | 1.5903 | 1.5553 | 0.06445 | 1.5903 | 1.5553 | -34.3642 | -147.4245 | 149.5058 | -34.3642 | -147.4245 | 149.5058
Line8_8_10 | 0 | 0 | 0 | 0 | 0 | 0 | 0 | 0 | 0 | 0 | 0 | 0 | 2.6524e-09 | 6.3304e-08 | -5.7616e-08 | 1.7009e-10 | -4.3563e-09 | -4.1547e-09 | 3.9247e-09 | -9.8237e-08 | -9.8711e-08 | -1.2672e-10 | -2.5514e-09 | 2.6683e-09 | 0 | 0 | 0 | 0 | 0 | 0 |  | 0.06445 | 1.5903 | 1.5553 | 0.06445 | 1.5903 | 1.5553 | -34.3642 | -147.4245 | 149.5058 | -34.3642 | -147.4245 | 149.5058
Line9_3_11 | 0.02555 | 0.025119 | 0.025033 | 0.02555 | 0.025119 | 0.025033 | 0.0059005 | 0.005801 | 0.005781 | 0.0059005 | 0.0058011 | 0.0057811 | -0.00021559 | -0.0046399 | 0.0048867 | 0.00022192 | 0.004646 | -0.0048808 | -0.00029085 | 0.0079791 | 0.0075677 | 0.00029747 | -0.0079729 | -0.0075616 | 92.5378 | 92.2925 | 92.3358 | -87.4622 | -87.7075 | -87.6642 |  | 0.061358 | 1.5911 | 1.5583 | 0.062898 | 1.5907 | 1.5568 | -34.0101 | -147.529 | 149.4844 | -34.1858 | -147.477 | 149.4948

## LG_min_10
name | pf_ikss_a_from_ka | pf_ikss_b_from_ka | pf_ikss_c_from_ka | pf_ikss_a_to_ka | pf_ikss_b_to_ka | pf_ikss_c_to_ka | pf_skss_a_from_mw | pf_skss_b_from_mw | pf_skss_c_from_mw | pf_skss_a_to_mw | pf_skss_b_to_mw | pf_skss_c_to_mw | pf_p_a_from_mw | pf_p_b_from_mw | pf_p_c_from_mw | pf_p_a_to_mw | pf_p_b_to_mw | pf_p_c_to_mw | pf_q_a_from_mvar | pf_q_b_from_mvar | pf_q_c_from_mvar | pf_q_a_to_mvar | pf_q_b_to_mvar | pf_q_c_to_mvar | pf_ikss_a_from_degree | pf_ikss_b_from_degree | pf_ikss_c_from_degree | pf_ikss_a_to_degree | pf_ikss_b_to_degree | pf_ikss_c_to_degree | 3xI0 | pf_vm_a_from_pu | pf_vm_b_from_pu | pf_vm_c_from_pu | pf_vm_a_to_pu | pf_vm_b_to_pu | pf_vm_c_to_pu | pf_va_a_from_degree | pf_va_b_from_degree | pf_va_c_from_degree | pf_va_a_to_degree | pf_va_b_to_degree | pf_va_c_to_degree
Line0_1_2 | 0.024266 | 0.023857 | 0.023775 | 0.024266 | 0.023857 | 0.023775 | 0.005604 | 0.0055095 | 0.0054905 | 0.0056041 | 0.0055096 | 0.0054906 | -0.00018768 | -0.0041865 | 0.004386 | 0.00019339 | 0.004192 | -0.0043807 | -0.00025618 | 0.007175 | 0.0068251 | 0.00026216 | -0.0071694 | -0.0068196 | 92.402 | 92.1559 | 92.1997 | -87.598 | -87.8441 | -87.8003 |  | 0.056669 | 1.5078 | 1.4776 | 0.058132 | 1.5074 | 1.4762 | -33.8253 | -147.581 | 149.4739 | -34.0139 | -147.5289 | 149.4845
Line10_11_12 | 0.024205 | 0.023797 | 0.023715 | 0.024206 | 0.023798 | 0.023716 | 0.00559 | 0.0054957 | 0.0054768 | 0.00559 | 0.0054958 | 0.0054769 | -0.00019918 | -0.0041698 | 0.0043805 | 0.00020486 | 0.0041753 | -0.0043752 | -0.00026699 | 0.0071558 | 0.0067866 | 0.00027293 | -0.0071502 | -0.0067811 | 92.5378 | 92.2925 | 92.3358 | -87.4622 | -87.7075 | -87.6642 |  | 0.059588 | 1.507 | 1.4749 | 0.061048 | 1.5066 | 1.4735 | -34.1858 | -147.477 | 149.4948 | -34.3532 | -147.425 | 149.5054
Line11_12_13 | 0.024206 | 0.023798 | 0.023716 | 0.024206 | 0.023798 | 0.023716 | 0.00559 | 0.0054958 | 0.0054769 | 0.0055901 | 0.0054959 | 0.005477 | -0.00020486 | -0.0041753 | 0.0043752 | 0.00021054 | 0.0041808 | -0.0043699 | -0.00027293 | 0.0071502 | 0.0067811 | 0.00027888 | -0.0071447 | -0.0067756 | 92.5378 | 92.2925 | 92.3358 | -87.4622 | -87.7075 | -87.6642 |  | 0.061048 | 1.5066 | 1.4735 | 0.062509 | 1.5062 | 1.4721 | -34.3532 | -147.425 | 149.5054 | -34.5127 | -147.373 | 149.5159
Line12_13_15 | 0 | 0 | 0 | 0 | 0 | 0 | 0 | 0 | 0 | 0 | 0 | 0 | 7.3428e-09 | 1.7012e-07 | -1.5506e-07 | -4.7396e-09 | -1.1732e-07 | 9.9654e-08 | 1.0777e-08 | -2.6415e-07 | -2.6505e-07 | -7.3018e-09 | 1.7382e-07 | 1.7909e-07 | 0 | 0 | 0 | 0 | 0 | 0 |  | 0.062509 | 1.5062 | 1.4721 | 0.062509 | 1.5062 | 1.4721 | -34.5127 | -147.373 | 149.5159 | -34.5127 | -147.373 | 149.5159
Line13_13_14 | 0.024207 | 0.023799 | 0.023717 | 0.024207 | 0.023799 | 0.023717 | 0.0055903 | 0.0054961 | 0.0054772 | 0.0055904 | 0.0054962 | 0.0054772 | -0.00021055 | -0.004181 | 0.0043701 | 0.00021623 | 0.0041864 | -0.0043648 | -0.0002789 | 0.0071449 | 0.0067759 | 0.00028485 | -0.0071394 | -0.0067704 | 92.5376 | 92.2924 | 92.3356 | -87.4624 | -87.7076 | -87.6644 |  | 0.062509 | 1.5062 | 1.4721 | 0.063971 | 1.5058 | 1.4707 | -34.5127 | -147.373 | 149.5159 | -34.665 | -147.3209 | 149.5265
Line14_15_16 | 0 | 0 | 0 | 0 | 0 | 0 | 0 | 0 | 0 | 0 | 0 | 0 | 4.8952e-09 | 1.1341e-07 | -1.0337e-07 | -2.292e-09 | -6.0611e-08 | 4.7968e-08 | 7.185e-09 | -1.761e-07 | -1.767e-07 | -3.7094e-09 | 8.5765e-08 | 9.0742e-08 | 0 | 0 | 0 | 0 | 0 | 0 |  | 0.062509 | 1.5062 | 1.4721 | 0.062509 | 1.5062 | 1.4721 | -34.5127 | -147.373 | 149.5159 | -34.5127 | -147.373 | 149.5159
Line15_16_17 | 0 | 0 | 0 | 0 | 0 | 0 | 0 | 0 | 0 | 0 | 0 | 0 | 2.4476e-09 | 5.6706e-08 | -5.1686e-08 | 1.5565e-10 | -3.9046e-09 | -3.7184e-09 | 3.5925e-09 | -8.8051e-08 | -8.8349e-08 | -1.1688e-10 | -2.2854e-09 | 2.3933e-09 | 0 | 0 | 0 | 0 | 0 | 0 |  | 0.062509 | 1.5062 | 1.4721 | 0.062509 | 1.5062 | 1.4721 | -34.5127 | -147.373 | 149.5159 | -34.5127 | -147.373 | 149.5159
Line16_4_18 | 0.29076 | 0 | 0 | 0.29076 | 0 | 0 | 0.067149 | 0 | 0 | 0.067149 | 0 | 0 | 0.0013527 | 5.8247e-08 | -5.1531e-08 | 1.8289e-15 | -3.8669e-09 | -3.6594e-09 | 0.0014091 | -8.8558e-08 | -8.9826e-08 | -9.0832e-15 | -2.2608e-09 | 2.3809e-09 | -80.2179 | 0 | 0 | 99.7821 | 0 | 0 |  | 0.029089 | 1.5051 | 1.4704 | 0 | 1.5028 | 1.4646 | -34.0487 | -147.3258 | 149.4982 | 0 | -147.1221 | 149.5123
Line17_5_19 | 0.024298 | 0.023888 | 0.023806 | 0.024298 | 0.023889 | 0.023806 | 0.0056114 | 0.0055167 | 0.0054977 | 0.0056114 | 0.0055168 | 0.0054978 | -0.00019335 | -0.0042061 | 0.0043782 | 0.00019907 | 0.0042116 | -0.0043728 | -0.00026273 | 0.0071737 | 0.0068337 | 0.00026873 | -0.0071682 | -0.0068282 | 92.3337 | 92.0873 | 92.1313 | -87.6663 | -87.9127 | -87.8687 |  | 0.058133 | 1.5074 | 1.4762 | 0.059598 | 1.507 | 1.4749 | -34.0159 | -147.5288 | 149.4846 | -34.1972 | -147.4765 | 149.4953
Line1_1_3 | 0.024205 | 0.023797 | 0.023715 | 0.024205 | 0.023797 | 0.023715 | 0.0055898 | 0.0054956 | 0.0054767 | 0.0055899 | 0.0054957 | 0.0054768 | -0.00018781 | -0.0041589 | 0.0043912 | 0.00019349 | 0.0041644 | -0.0043858 | -0.00025509 | 0.0071668 | 0.0067976 | 0.00026104 | -0.0071613 | -0.0067921 | 92.5379 | 92.2926 | 92.3359 | -87.4621 | -87.7074 | -87.6641 |  | 0.056669 | 1.5078 | 1.4776 | 0.058128 | 1.5074 | 1.4762 | -33.8253 | -147.581 | 149.4739 | -34.0101 | -147.529 | 149.4844
Line2_1_4 | 0.26626 | 0.023926 | 0.023782 | 0.26626 | 0.023926 | 0.023782 | 0.061489 | 0.0055255 | 0.0054922 | 0.061489 | 0.0055256 | 0.0054923 | 0.0024363 | -0.0042329 | 0.0043771 | -0.0012555 | 0.0042572 | -0.004353 | 0.0024913 | 0.0071758 | 0.0068339 | -0.0012739 | -0.0071442 | -0.0068026 | -79.4644 | 91.8835 | 92.1137 | 100.5356 | -88.1165 | -87.8863 |  | 0.056669 | 1.5078 | 1.4776 | 0.029089 | 1.5051 | 1.4704 | -33.8253 | -147.581 | 149.4739 | -34.0487 | -147.3258 | 149.4982
Line3_1_5 | 0.024298 | 0.023888 | 0.023805 | 0.024298 | 0.023888 | 0.023806 | 0.0056113 | 0.0055167 | 0.0054976 | 0.0056114 | 0.0055167 | 0.0054977 | -0.00018762 | -0.0042006 | 0.0043835 | 0.00019335 | 0.0042061 | -0.0043782 | -0.00025674 | 0.0071793 | 0.0068392 | 0.00026273 | -0.0071737 | -0.0068337 | 92.3337 | 92.0873 | 92.1313 | -87.6663 | -87.9127 | -87.8687 |  | 0.056669 | 1.5078 | 1.4776 | 0.058133 | 1.5074 | 1.4762 | -33.8253 | -147.581 | 149.4739 | -34.0159 | -147.5288 | 149.4846
Line4_2_6 | 0.024266 | 0.023857 | 0.023775 | 0.024267 | 0.023857 | 0.023775 | 0.0056041 | 0.0055096 | 0.0054906 | 0.0056041 | 0.0055096 | 0.0054906 | -0.00019339 | -0.004192 | 0.0043807 | 0.0001991 | 0.0041975 | -0.0043753 | -0.00026216 | 0.0071694 | 0.0068196 | 0.00026814 | -0.0071639 | -0.0068141 | 92.402 | 92.1559 | 92.1997 | -87.598 | -87.8441 | -87.8003 |  | 0.058132 | 1.5074 | 1.4762 | 0.059595 | 1.507 | 1.4749 | -34.0139 | -147.5289 | 149.4845 | -34.1934 | -147.4767 | 149.4952
Line5_6_7 | 0.024267 | 0.023857 | 0.023775 | 0.024267 | 0.023858 | 0.023775 | 0.0056041 | 0.0055096 | 0.0054906 | 0.0056042 | 0.0055097 | 0.0054907 | -0.0001991 | -0.0041975 | 0.0043753 | 0.00020481 | 0.004203 | -0.00437 | -0.00026814 | 0.0071639 | 0.0068141 | 0.00027412 | -0.0071583 | -0.0068086 | 92.4019 | 92.1559 | 92.1997 | -87.5981 | -87.8441 | -87.8003 |  | 0.059595 | 1.507 | 1.4749 | 0.061058 | 1.5066 | 1.4735 | -34.1934 | -147.4767 | 149.4952 | -34.3642 | -147.4245 | 149.5058
Line6_7_8 | 0 | 0 | 0 | 0 | 0 | 0 | 0 | 0 | 0 | 0 | 0 | 0 | 7.1416e-09 | 1.7045e-07 | -1.5513e-07 | -4.6084e-09 | -1.1754e-07 | 9.9692e-08 | 1.0567e-08 | -2.645e-07 | -2.6578e-07 | -7.1587e-09 | 1.7405e-07 | 1.7958e-07 | 0 | 0 | 0 | 0 | 0 | 0 |  | 0.061058 | 1.5066 | 1.4735 | 0.061058 | 1.5066 | 1.4735 | -34.3642 | -147.4245 | 149.5058 | -34.3642 | -147.4245 | 149.5058
Line7_8_9 | 0 | 0 | 0 | 0 | 0 | 0 | 0 | 0 | 0 | 0 | 0 | 0 | 2.3805e-09 | 5.6816e-08 | -5.1711e-08 | 1.5266e-10 | -3.9098e-09 | -3.7289e-09 | 3.5225e-09 | -8.8168e-08 | -8.8594e-08 | -1.1373e-10 | -2.2899e-09 | 2.3948e-09 | 0 | 0 | 0 | 0 | 0 | 0 |  | 0.061058 | 1.5066 | 1.4735 | 0.061058 | 1.5066 | 1.4735 | -34.3642 | -147.4245 | 149.5058 | -34.3642 | -147.4245 | 149.5058
Line8_8_10 | 0 | 0 | 0 | 0 | 0 | 0 | 0 | 0 | 0 | 0 | 0 | 0 | 2.3805e-09 | 5.6816e-08 | -5.1711e-08 | 1.5266e-10 | -3.9098e-09 | -3.7289e-09 | 3.5225e-09 | -8.8168e-08 | -8.8594e-08 | -1.1373e-10 | -2.2899e-09 | 2.3948e-09 | 0 | 0 | 0 | 0 | 0 | 0 |  | 0.061058 | 1.5066 | 1.4735 | 0.061058 | 1.5066 | 1.4735 | -34.3642 | -147.4245 | 149.5058 | -34.3642 | -147.4245 | 149.5058
Line9_3_11 | 0.024205 | 0.023797 | 0.023715 | 0.024205 | 0.023797 | 0.023715 | 0.0055899 | 0.0054957 | 0.0054768 | 0.00559 | 0.0054957 | 0.0054768 | -0.00019349 | -0.0041644 | 0.0043858 | 0.00019918 | 0.0041698 | -0.0043805 | -0.00026104 | 0.0071613 | 0.0067921 | 0.00026699 | -0.0071558 | -0.0067866 | 92.5378 | 92.2925 | 92.3358 | -87.4622 | -87.7075 | -87.6642 |  | 0.058128 | 1.5074 | 1.4762 | 0.059588 | 1.507 | 1.4749 | -34.0101 | -147.529 | 149.4844 | -34.1858 | -147.477 | 149.4948

## LG_min_fault_6
name | pf_ikss_a_from_ka | pf_ikss_b_from_ka | pf_ikss_c_from_ka | pf_ikss_a_to_ka | pf_ikss_b_to_ka | pf_ikss_c_to_ka | pf_skss_a_from_mw | pf_skss_b_from_mw | pf_skss_c_from_mw | pf_skss_a_to_mw | pf_skss_b_to_mw | pf_skss_c_to_mw | pf_p_a_from_mw | pf_p_b_from_mw | pf_p_c_from_mw | pf_p_a_to_mw | pf_p_b_to_mw | pf_p_c_to_mw | pf_q_a_from_mvar | pf_q_b_from_mvar | pf_q_c_from_mvar | pf_q_a_to_mvar | pf_q_b_to_mvar | pf_q_c_to_mvar | pf_ikss_a_from_degree | pf_ikss_b_from_degree | pf_ikss_c_from_degree | pf_ikss_a_to_degree | pf_ikss_b_to_degree | pf_ikss_c_to_degree | 3xI0 | pf_vm_a_from_pu | pf_vm_b_from_pu | pf_vm_c_from_pu | pf_vm_a_to_pu | pf_vm_b_to_pu | pf_vm_c_to_pu | pf_va_a_from_degree | pf_va_b_from_degree | pf_va_c_from_degree | pf_va_a_to_degree | pf_va_b_to_degree | pf_va_c_to_degree
Line0_1_2 | 0.0023884 | 0.0023481 | 0.00234 | 0.0023884 | 0.0023481 | 0.00234 | 0.00055157 | 0.00054227 | 0.0005404 | 0.00055158 | 0.00054228 | 0.00054041 | -0.00029685 | -0.00022336 | 0.00051206 | 0.0002969 | 0.00022342 | -0.00051201 | -0.00038531 | 0.00050811 | 4.9852e-06 | 0.00038537 | -0.00050806 | -4.931e-06 | 124.5374 | 124.2914 | 124.3352 | -55.4626 | -55.7086 | -55.6648 |  | 0.88183 | 1.0235 | 0.94759 | 0.88198 | 1.0235 | 0.9475 | -3.0736 | -121.9784 | 124.893 | -3.0746 | -121.9711 | 124.8869
Line10_11_12 | 0.0023824 | 0.0023422 | 0.0023342 | 0.0023824 | 0.0023423 | 0.0023342 | 0.00055019 | 0.00054092 | 0.00053906 | 0.0005502 | 0.00054092 | 0.00053906 | -0.00029712 | -0.0002217 | 0.00051069 | 0.00029718 | 0.00022176 | -0.00051064 | -0.00038376 | 0.00050726 | 3.6518e-06 | 0.00038382 | -0.00050721 | -3.5979e-06 | 124.6732 | 124.4279 | 124.4712 | -55.3268 | -55.5721 | -55.5288 |  | 0.88212 | 1.0234 | 0.9474 | 0.88226 | 1.0234 | 0.9473 | -3.0756 | -121.9639 | 124.8809 | -3.0766 | -121.9567 | 124.8749
Line11_12_13 | 0.0023824 | 0.0023423 | 0.0023342 | 0.0023825 | 0.0023423 | 0.0023342 | 0.0005502 | 0.00054092 | 0.00053906 | 0.00055021 | 0.00054093 | 0.00053907 | -0.00029718 | -0.00022176 | 0.00051064 | 0.00029724 | 0.00022181 | -0.0005106 | -0.00038382 | 0.00050721 | 3.5982e-06 | 0.00038388 | -0.00050716 | -3.5442e-06 | 124.6732 | 124.4279 | 124.4712 | -55.3268 | -55.5721 | -55.5288 |  | 0.88226 | 1.0234 | 0.9473 | 0.88241 | 1.0233 | 0.94721 | -3.0766 | -121.9567 | 124.8749 | -3.0775 | -121.9494 | 124.8689
Line12_13_15 | 0 | 0 | 0 | 0 | 0 | 0 | 0 | 0 | 0 | 0 | 0 | 0 | 1.0384e-08 | 9.2333e-09 | -1.9422e-08 | -6.7087e-09 | -6.4327e-09 | 1.2946e-08 | 1.4849e-08 | -1.8872e-08 | -9.8009e-10 | -1.0064e-08 | 1.246e-08 | 9.3343e-10 | 0 | 0 | 0 | 0 | 0 | 0 |  | 0.88241 | 1.0233 | 0.94721 | 0.88241 | 1.0233 | 0.94721 | -3.0775 | -121.9494 | 124.8689 | -3.0775 | -121.9494 | 124.8689
Line13_13_14 | 0.0023826 | 0.0023424 | 0.0023343 | 0.0023826 | 0.0023424 | 0.0023344 | 0.00055023 | 0.00054095 | 0.00053909 | 0.00055023 | 0.00054096 | 0.0005391 | -0.00029725 | -0.00022182 | 0.00051062 | 0.00029731 | 0.00022188 | -0.00051057 | -0.0003839 | 0.00050718 | 3.5455e-06 | 0.00038396 | -0.00050713 | -3.4915e-06 | 124.6731 | 124.4278 | 124.4711 | -55.3269 | -55.5722 | -55.5289 |  | 0.88241 | 1.0233 | 0.94721 | 0.88255 | 1.0233 | 0.94711 | -3.0775 | -121.9494 | 124.8689 | -3.0785 | -121.9422 | 124.8629
Line14_15_16 | 0 | 0 | 0 | 0 | 0 | 0 | 0 | 0 | 0 | 0 | 0 | 0 | 6.923e-09 | 6.1555e-09 | -1.2948e-08 | -3.2472e-09 | -3.3549e-09 | 6.4719e-09 | 9.899e-09 | -1.2581e-08 | -6.5339e-10 | -5.1145e-09 | 6.1695e-09 | 6.0674e-10 | 0 | 0 | 0 | 0 | 0 | 0 |  | 0.88241 | 1.0233 | 0.94721 | 0.88241 | 1.0233 | 0.94721 | -3.0775 | -121.9494 | 124.8689 | -3.0775 | -121.9494 | 124.8689
Line15_16_17 | 0 | 0 | 0 | 0 | 0 | 0 | 0 | 0 | 0 | 0 | 0 | 0 | 3.4615e-09 | 3.0778e-09 | -6.4741e-09 | 2.1426e-10 | -2.7717e-10 | -2.2022e-12 | 4.9495e-09 | -6.2907e-09 | -3.267e-10 | -1.6502e-10 | -1.2126e-10 | 2.8004e-10 | 0 | 0 | 0 | 0 | 0 | 0 |  | 0.88241 | 1.0233 | 0.94721 | 0.88241 | 1.0233 | 0.94721 | -3.0775 | -121.9494 | 124.8689 | -3.0775 | -121.9494 | 124.8689
Line16_4_18 | 0.028618 | 0 | 0 | 0.028618 | 0 | 0 | 0.0066091 | 0 | 0 | 0.0066091 | 0 | 0 | 0.0041082 | 3.1736e-09 | -6.5539e-09 | -0.0040951 | -2.7544e-10 | -6.5214e-13 | 0.0041087 | -6.3428e-09 | -3.8751e-10 | -0.0040951 | -1.1911e-10 | 2.7778e-10 | -48.0825 | 0 | 0 | 131.9175 | 0 | 0 |  | 0.87912 | 1.0232 | 0.94715 | 0.87626 | 1.0229 | 0.94681 | -3.0786 | -121.9434 | 124.8592 | -3.0825 | -121.9156 | 124.8315
Line17_5_19 | 0.0023915 | 0.0023512 | 0.0023431 | 0.0023915 | 0.0023512 | 0.0023431 | 0.0005523 | 0.00054299 | 0.00054111 | 0.0005523 | 0.00054299 | 0.00054112 | -0.00029683 | -0.00022432 | 0.00051267 | 0.00029689 | 0.00022437 | -0.00051262 | -0.00038623 | 0.00050845 | 5.5497e-06 | 0.00038629 | -0.0005084 | -5.4954e-06 | 124.4691 | 124.2227 | 124.2667 | -55.5309 | -55.7773 | -55.7333 |  | 0.88198 | 1.0235 | 0.9475 | 0.88212 | 1.0234 | 0.9474 | -3.0747 | -121.9711 | 124.8869 | -3.0757 | -121.9638 | 124.8809
Line1_1_3 | 0.0023823 | 0.0023422 | 0.0023341 | 0.0023824 | 0.0023422 | 0.0023342 | 0.00055018 | 0.0005409 | 0.00053904 | 0.00055019 | 0.00054091 | 0.00053905 | -0.00029701 | -0.00022159 | 0.00051078 | 0.00029707 | 0.00022165 | -0.00051073 | -0.00038363 | 0.00050735 | 3.7591e-06 | 0.00038369 | -0.00050731 | -3.7052e-06 | 124.6733 | 124.428 | 124.4713 | -55.3267 | -55.572 | -55.5287 |  | 0.88183 | 1.0235 | 0.94759 | 0.88198 | 1.0235 | 0.9475 | -3.0736 | -121.9784 | 124.893 | -3.0746 | -121.9711 | 124.8869
Line2_1_4 | 0.026206 | 0.0023549 | 0.0023408 | 0.026206 | 0.002355 | 0.0023408 | 0.0060521 | 0.00054385 | 0.00054057 | 0.0060521 | 0.00054385 | 0.00054058 | 0.0038225 | -0.00022643 | 0.00051221 | -0.003811 | 0.00022667 | -0.00051198 | 0.0037244 | 0.00050851 | 5.7563e-06 | -0.0037126 | -0.00050821 | -5.4523e-06 | -47.3289 | 124.019 | 124.2491 | 132.6711 | -55.981 | -55.7509 |  | 0.88183 | 1.0235 | 0.94759 | 0.87912 | 1.0232 | 0.94715 | -3.0736 | -121.9784 | 124.893 | -3.0786 | -121.9434 | 124.8592
Line3_1_5 | 0.0023915 | 0.0023512 | 0.002343 | 0.0023915 | 0.0023512 | 0.0023431 | 0.00055229 | 0.00054298 | 0.0005411 | 0.0005523 | 0.00054299 | 0.00054111 | -0.00029677 | -0.00022426 | 0.00051271 | 0.00029683 | 0.00022432 | -0.00051267 | -0.00038616 | 0.0005085 | 5.6037e-06 | 0.00038623 | -0.00050845 | -5.5494e-06 | 124.4692 | 124.2227 | 124.2668 | -55.5308 | -55.7773 | -55.7332 |  | 0.88183 | 1.0235 | 0.94759 | 0.88198 | 1.0235 | 0.9475 | -3.0736 | -121.9784 | 124.893 | -3.0747 | -121.9711 | 124.8869
Line4_2_6 | 0.0023884 | 0.0023481 | 0.00234 | 0.0023884 | 0.0023482 | 0.0023401 | 0.00055158 | 0.00054228 | 0.00054041 | 0.00055159 | 0.00054229 | 0.00054041 | -0.0002969 | -0.00022342 | 0.00051201 | 0.00029696 | 0.00022347 | -0.00051197 | -0.00038537 | 0.00050806 | 4.9313e-06 | 0.00038543 | -0.00050801 | -4.8771e-06 | 124.5374 | 124.2913 | 124.3351 | -55.4626 | -55.7087 | -55.6649 |  | 0.88198 | 1.0235 | 0.9475 | 0.88212 | 1.0234 | 0.9474 | -3.0746 | -121.9711 | 124.8869 | -3.0756 | -121.9639 | 124.8809
Line5_6_7 | 0.0023884 | 0.0023482 | 0.0023401 | 0.0023885 | 0.0023482 | 0.0023401 | 0.00055159 | 0.00054229 | 0.00054041 | 0.00055159 | 0.00054229 | 0.00054042 | -0.00029696 | -0.00022347 | 0.00051197 | 0.00029702 | 0.00022353 | -0.00051192 | -0.00038543 | 0.00050801 | 4.8773e-06 | 0.0003855 | -0.00050796 | -4.8231e-06 | 124.5374 | 124.2913 | 124.3351 | -55.4626 | -55.7087 | -55.6649 |  | 0.88212 | 1.0234 | 0.9474 | 0.88227 | 1.0234 | 0.9473 | -3.0756 | -121.9639 | 124.8809 | -3.0766 | -121.9566 | 124.8749
Line6_7_8 | 0 | 0 | 0 | 0 | 0 | 0 | 0 | 0 | 0 | 0 | 0 | 0 | 1.0378e-08 | 9.2652e-09 | -1.9447e-08 | -6.704e-09 | -6.4542e-09 | 1.2962e-08 | 1.4877e-08 | -1.8887e-08 | -1.0063e-09 | -1.0083e-08 | 1.247e-08 | 9.5131e-10 | 0 | 0 | 0 | 0 | 0 | 0 |  | 0.88227 | 1.0234 | 0.9473 | 0.88227 | 1.0234 | 0.9473 | -3.0766 | -121.9566 | 124.8749 | -3.0766 | -121.9566 | 124.8749
Line7_8_9 | 0 | 0 | 0 | 0 | 0 | 0 | 0 | 0 | 0 | 0 | 0 | 0 | 3.4593e-09 | 3.0884e-09 | -6.4824e-09 | 2.1469e-10 | -2.774e-10 | -2.564e-12 | 4.959e-09 | -6.2957e-09 | -3.3545e-10 | -1.6495e-10 | -1.2171e-10 | 2.8042e-10 | 0 | 0 | 0 | 0 | 0 | 0 |  | 0.88227 | 1.0234 | 0.9473 | 0.88227 | 1.0234 | 0.9473 | -3.0766 | -121.9566 | 124.8749 | -3.0766 | -121.9566 | 124.8749
Line8_8_10 | 0 | 0 | 0 | 0 | 0 | 0 | 0 | 0 | 0 | 0 | 0 | 0 | 3.4593e-09 | 3.0884e-09 | -6.4824e-09 | 2.1469e-10 | -2.774e-10 | -2.564e-12 | 4.959e-09 | -6.2957e-09 | -3.3545e-10 | -1.6495e-10 | -1.2171e-10 | 2.8042e-10 | 0 | 0 | 0 | 0 | 0 | 0 |  | 0.88227 | 1.0234 | 0.9473 | 0.88227 | 1.0234 | 0.9473 | -3.0766 | -121.9566 | 124.8749 | -3.0766 | -121.9566 | 124.8749
Line9_3_11 | 0.0023824 | 0.0023422 | 0.0023342 | 0.0023824 | 0.0023422 | 0.0023342 | 0.00055019 | 0.00054091 | 0.00053905 | 0.00055019 | 0.00054092 | 0.00053906 | -0.00029706 | -0.00022165 | 0.00051073 | 0.00029712 | 0.0002217 | -0.00051069 | -0.00038369 | 0.00050731 | 3.7055e-06 | 0.00038376 | -0.00050726 | -3.6515e-06 | 124.6733 | 124.428 | 124.4713 | -55.3267 | -55.572 | -55.5287 |  | 0.88198 | 1.0235 | 0.9475 | 0.88212 | 1.0234 | 0.9474 | -3.0746 | -121.9711 | 124.8869 | -3.0756 | -121.9639 | 124.8809

## LG_min_fault_10
name | pf_ikss_a_from_ka | pf_ikss_b_from_ka | pf_ikss_c_from_ka | pf_ikss_a_to_ka | pf_ikss_b_to_ka | pf_ikss_c_to_ka | pf_skss_a_from_mw | pf_skss_b_from_mw | pf_skss_c_from_mw | pf_skss_a_to_mw | pf_skss_b_to_mw | pf_skss_c_to_mw | pf_p_a_from_mw | pf_p_b_from_mw | pf_p_c_from_mw | pf_p_a_to_mw | pf_p_b_to_mw | pf_p_c_to_mw | pf_q_a_from_mvar | pf_q_b_from_mvar | pf_q_c_from_mvar | pf_q_a_to_mvar | pf_q_b_to_mvar | pf_q_c_to_mvar | pf_ikss_a_from_degree | pf_ikss_b_from_degree | pf_ikss_c_from_degree | pf_ikss_a_to_degree | pf_ikss_b_to_degree | pf_ikss_c_to_degree | 3xI0 | pf_vm_a_from_pu | pf_vm_b_from_pu | pf_vm_c_from_pu | pf_vm_a_to_pu | pf_vm_b_to_pu | pf_vm_c_to_pu | pf_va_a_from_degree | pf_va_b_from_degree | pf_va_c_from_degree | pf_va_a_to_degree | pf_va_b_to_degree | pf_va_c_to_degree
Line0_1_2 | 0.0022627 | 0.0022245 | 0.0022168 | 0.0022627 | 0.0022246 | 0.0022169 | 0.00052254 | 0.00051373 | 0.00051196 | 0.00052255 | 0.00051374 | 0.00051197 | -0.00026642 | -0.00020047 | 0.00045957 | 0.00026647 | 0.00020052 | -0.00045953 | -0.00034582 | 0.00045603 | 4.4742e-06 | 0.00034587 | -0.00045599 | -4.4256e-06 | 124.5374 | 124.2914 | 124.3352 | -55.4626 | -55.7086 | -55.6648 |  | 0.83542 | 0.96966 | 0.89772 | 0.83556 | 0.96961 | 0.89763 | -3.0736 | -121.9784 | 124.893 | -3.0746 | -121.9711 | 124.8869
Line10_11_12 | 0.002257 | 0.002219 | 0.0022113 | 0.002257 | 0.002219 | 0.0022114 | 0.00052123 | 0.00051245 | 0.00051069 | 0.00052124 | 0.00051245 | 0.00051069 | -0.00026667 | -0.00019898 | 0.00045835 | 0.00026672 | 0.00019903 | -0.00045831 | -0.00034442 | 0.00045527 | 3.2775e-06 | 0.00034448 | -0.00045522 | -3.2291e-06 | 124.6732 | 124.4279 | 124.4712 | -55.3268 | -55.5721 | -55.5288 |  | 0.83569 | 0.96956 | 0.89754 | 0.83583 | 0.96951 | 0.89744 | -3.0756 | -121.9639 | 124.8809 | -3.0766 | -121.9567 | 124.8749
Line11_12_13 | 0.002257 | 0.002219 | 0.0022114 | 0.0022571 | 0.002219 | 0.0022114 | 0.00052124 | 0.00051245 | 0.00051069 | 0.00052125 | 0.00051246 | 0.0005107 | -0.00026672 | -0.00019903 | 0.00045831 | 0.00026678 | 0.00019908 | -0.00045827 | -0.00034448 | 0.00045522 | 3.2294e-06 | 0.00034454 | -0.00045518 | -3.181e-06 | 124.6732 | 124.4279 | 124.4712 | -55.3268 | -55.5721 | -55.5288 |  | 0.83583 | 0.96951 | 0.89744 | 0.83597 | 0.96946 | 0.89735 | -3.0766 | -121.9567 | 124.8749 | -3.0775 | -121.9494 | 124.8689
Line12_13_15 | 0 | 0 | 0 | 0 | 0 | 0 | 0 | 0 | 0 | 0 | 0 | 0 | 9.3201e-09 | 8.2869e-09 | -1.7432e-08 | -6.0211e-09 | -5.7734e-09 | 1.1619e-08 | 1.3327e-08 | -1.6938e-08 | -8.7963e-10 | -9.0325e-09 | 1.1183e-08 | 8.3776e-10 | 0 | 0 | 0 | 0 | 0 | 0 |  | 0.83597 | 0.96946 | 0.89735 | 0.83597 | 0.96946 | 0.89735 | -3.0775 | -121.9494 | 124.8689 | -3.0775 | -121.9494 | 124.8689
Line13_13_14 | 0.0022572 | 0.0022191 | 0.0022115 | 0.0022572 | 0.0022191 | 0.0022115 | 0.00052127 | 0.00051248 | 0.00051072 | 0.00052127 | 0.00051249 | 0.00051072 | -0.00026678 | -0.00019909 | 0.00045828 | 0.00026684 | 0.00019914 | -0.00045824 | -0.00034455 | 0.0004552 | 3.1821e-06 | 0.00034461 | -0.00045515 | -3.1337e-06 | 124.6731 | 124.4278 | 124.4711 | -55.3269 | -55.5722 | -55.5289 |  | 0.83597 | 0.96946 | 0.89735 | 0.8361 | 0.96941 | 0.89726 | -3.0775 | -121.9494 | 124.8689 | -3.0785 | -121.9422 | 124.8629
Line14_15_16 | 0 | 0 | 0 | 0 | 0 | 0 | 0 | 0 | 0 | 0 | 0 | 0 | 6.2134e-09 | 5.5246e-09 | -1.1621e-08 | -2.9144e-09 | -3.0111e-09 | 5.8086e-09 | 8.8844e-09 | -1.1292e-08 | -5.8642e-10 | -4.5903e-09 | 5.5371e-09 | 5.4455e-10 | 0 | 0 | 0 | 0 | 0 | 0 |  | 0.83597 | 0.96946 | 0.89735 | 0.83597 | 0.96946 | 0.89735 | -3.0775 | -121.9494 | 124.8689 | -3.0775 | -121.9494 | 124.8689
Line15_16_17 | 0 | 0 | 0 | 0 | 0 | 0 | 0 | 0 | 0 | 0 | 0 | 0 | 3.1067e-09 | 2.7623e-09 | -5.8106e-09 | 1.923e-10 | -2.4876e-10 | -1.9765e-12 | 4.4422e-09 | -5.646e-09 | -2.9321e-10 | -1.4811e-10 | -1.0883e-10 | 2.5134e-10 | 0 | 0 | 0 | 0 | 0 | 0 |  | 0.83597 | 0.96946 | 0.89735 | 0.83597 | 0.96946 | 0.89735 | -3.0775 | -121.9494 | 124.8689 | -3.0775 | -121.9494 | 124.8689
Line16_4_18 | 0.027112 | 0 | 0 | 0.027112 | 0 | 0 | 0.0062613 | 0 | 0 | 0.0062613 | 0 | 0 | 0.0036871 | 2.8483e-09 | -5.8822e-09 | -0.0036754 | -2.4721e-10 | -5.8528e-13 | 0.0036876 | -5.6927e-09 | -3.4779e-10 | -0.0036754 | -1.069e-10 | 2.4931e-10 | -48.0825 | 0 | 0 | 131.9175 | 0 | 0 |  | 0.83285 | 0.96934 | 0.8973 | 0.83014 | 0.96907 | 0.89698 | -3.0786 | -121.9434 | 124.8592 | -3.0825 | -121.9156 | 124.8315
Line17_5_19 | 0.0022656 | 0.0022274 | 0.0022198 | 0.0022657 | 0.0022275 | 0.0022198 | 0.00052323 | 0.00051441 | 0.00051263 | 0.00052324 | 0.00051441 | 0.00051264 | -0.00026641 | -0.00020133 | 0.00046012 | 0.00026646 | 0.00020138 | -0.00046008 | -0.00034664 | 0.00045634 | 4.9809e-06 | 0.0003467 | -0.00045629 | -4.9321e-06 | 124.4691 | 124.2227 | 124.2667 | -55.5309 | -55.7773 | -55.7333 |  | 0.83556 | 0.96961 | 0.89763 | 0.83569 | 0.96956 | 0.89754 | -3.0747 | -121.9711 | 124.8869 | -3.0757 | -121.9638 | 124.8809
Line1_1_3 | 0.002257 | 0.0022189 | 0.0022113 | 0.002257 | 0.0022189 | 0.0022113 | 0.00052122 | 0.00051244 | 0.00051067 | 0.00052123 | 0.00051244 | 0.00051068 | -0.00026657 | -0.00019888 | 0.00045843 | 0.00026662 | 0.00019893 | -0.00045839 | -0.00034431 | 0.00045535 | 3.3738e-06 | 0.00034437 | -0.00045531 | -3.3254e-06 | 124.6733 | 124.428 | 124.4713 | -55.3267 | -55.572 | -55.5287 |  | 0.83542 | 0.96966 | 0.89772 | 0.83556 | 0.96961 | 0.89763 | -3.0736 | -121.9784 | 124.893 | -3.0746 | -121.9711 | 124.8869
Line2_1_4 | 0.024827 | 0.002231 | 0.0022176 | 0.024827 | 0.002231 | 0.0022176 | 0.0057335 | 0.00051522 | 0.00051212 | 0.0057335 | 0.00051523 | 0.00051213 | 0.0034307 | -0.00020322 | 0.00045971 | -0.0034204 | 0.00020344 | -0.00045951 | 0.0033427 | 0.00045639 | 5.1663e-06 | -0.0033321 | -0.00045612 | -4.8935e-06 | -47.3289 | 124.019 | 124.2491 | 132.6711 | -55.981 | -55.7509 |  | 0.83542 | 0.96966 | 0.89772 | 0.83285 | 0.96934 | 0.8973 | -3.0736 | -121.9784 | 124.893 | -3.0786 | -121.9434 | 124.8592
Line3_1_5 | 0.0022656 | 0.0022274 | 0.0022197 | 0.0022656 | 0.0022274 | 0.0022198 | 0.00052322 | 0.0005144 | 0.00051262 | 0.00052323 | 0.00051441 | 0.00051263 | -0.00026636 | -0.00020128 | 0.00046016 | 0.00026641 | 0.00020133 | -0.00046012 | -0.00034658 | 0.00045638 | 5.0294e-06 | 0.00034664 | -0.00045634 | -4.9806e-06 | 124.4692 | 124.2227 | 124.2668 | -55.5308 | -55.7773 | -55.7332 |  | 0.83542 | 0.96966 | 0.89772 | 0.83556 | 0.96961 | 0.89763 | -3.0736 | -121.9784 | 124.893 | -3.0747 | -121.9711 | 124.8869
Line4_2_6 | 0.0022627 | 0.0022246 | 0.0022169 | 0.0022627 | 0.0022246 | 0.0022169 | 0.00052255 | 0.00051374 | 0.00051197 | 0.00052255 | 0.00051374 | 0.00051197 | -0.00026647 | -0.00020052 | 0.00045953 | 0.00026653 | 0.00020057 | -0.00045949 | -0.00034587 | 0.00045598 | 4.4258e-06 | 0.00034593 | -0.00045594 | -4.3772e-06 | 124.5374 | 124.2913 | 124.3351 | -55.4626 | -55.7087 | -55.6649 |  | 0.83556 | 0.96961 | 0.89763 | 0.83569 | 0.96956 | 0.89754 | -3.0746 | -121.9711 | 124.8869 | -3.0756 | -121.9639 | 124.8809
Line5_6_7 | 0.0022627 | 0.0022246 | 0.0022169 | 0.0022628 | 0.0022246 | 0.0022169 | 0.00052255 | 0.00051374 | 0.00051197 | 0.00052256 | 0.00051375 | 0.00051198 | -0.00026653 | -0.00020057 | 0.00045949 | 0.00026658 | 0.00020062 | -0.00045945 | -0.00034593 | 0.00045594 | 4.3775e-06 | 0.00034599 | -0.0004559 | -4.3288e-06 | 124.5374 | 124.2913 | 124.3351 | -55.4626 | -55.7087 | -55.6649 |  | 0.83569 | 0.96956 | 0.89754 | 0.83583 | 0.96951 | 0.89744 | -3.0756 | -121.9639 | 124.8809 | -3.0766 | -121.9566 | 124.8749
Line6_7_8 | 0 | 0 | 0 | 0 | 0 | 0 | 0 | 0 | 0 | 0 | 0 | 0 | 9.3143e-09 | 8.3155e-09 | -1.7454e-08 | -6.0169e-09 | -5.7927e-09 | 1.1634e-08 | 1.3352e-08 | -1.6951e-08 | -9.032e-10 | -9.0496e-09 | 1.1192e-08 | 8.5381e-10 | 0 | 0 | 0 | 0 | 0 | 0 |  | 0.83583 | 0.96951 | 0.89744 | 0.83583 | 0.96951 | 0.89744 | -3.0766 | -121.9566 | 124.8749 | -3.0766 | -121.9566 | 124.8749
Line7_8_9 | 0 | 0 | 0 | 0 | 0 | 0 | 0 | 0 | 0 | 0 | 0 | 0 | 3.1048e-09 | 2.7718e-09 | -5.818e-09 | 1.9268e-10 | -2.4897e-10 | -2.3012e-12 | 4.4508e-09 | -5.6504e-09 | -3.0107e-10 | -1.4804e-10 | -1.0923e-10 | 2.5168e-10 | 0 | 0 | 0 | 0 | 0 | 0 |  | 0.83583 | 0.96951 | 0.89744 | 0.83583 | 0.96951 | 0.89744 | -3.0766 | -121.9566 | 124.8749 | -3.0766 | -121.9566 | 124.8749
Line8_8_10 | 0 | 0 | 0 | 0 | 0 | 0 | 0 | 0 | 0 | 0 | 0 | 0 | 3.1048e-09 | 2.7718e-09 | -5.818e-09 | 1.9268e-10 | -2.4897e-10 | -2.3012e-12 | 4.4508e-09 | -5.6504e-09 | -3.0107e-10 | -1.4804e-10 | -1.0923e-10 | 2.5168e-10 | 0 | 0 | 0 | 0 | 0 | 0 |  | 0.83583 | 0.96951 | 0.89744 | 0.83583 | 0.96951 | 0.89744 | -3.0766 | -121.9566 | 124.8749 | -3.0766 | -121.9566 | 124.8749
Line9_3_11 | 0.002257 | 0.0022189 | 0.0022113 | 0.002257 | 0.002219 | 0.0022113 | 0.00052123 | 0.00051244 | 0.00051068 | 0.00052123 | 0.00051245 | 0.00051069 | -0.00026662 | -0.00019893 | 0.00045839 | 0.00026667 | 0.00019898 | -0.00045835 | -0.00034437 | 0.00045531 | 3.3257e-06 | 0.00034442 | -0.00045527 | -3.2773e-06 | 124.6733 | 124.428 | 124.4713 | -55.3267 | -55.572 | -55.5287 |  | 0.83556 | 0.96961 | 0.89763 | 0.83569 | 0.96956 | 0.89754 | -3.0746 | -121.9711 | 124.8869 | -3.0756 | -121.9639 | 124.8809

## LLG_max_6
name | pf_ikss_a_from_ka | pf_ikss_b_from_ka | pf_ikss_c_from_ka | pf_ikss_a_to_ka | pf_ikss_b_to_ka | pf_ikss_c_to_ka | pf_skss_a_from_mw | pf_skss_b_from_mw | pf_skss_c_from_mw | pf_skss_a_to_mw | pf_skss_b_to_mw | pf_skss_c_to_mw | pf_p_a_from_mw | pf_p_b_from_mw | pf_p_c_from_mw | pf_p_a_to_mw | pf_p_b_to_mw | pf_p_c_to_mw | pf_q_a_from_mvar | pf_q_b_from_mvar | pf_q_c_from_mvar | pf_q_a_to_mvar | pf_q_b_to_mvar | pf_q_c_to_mvar | pf_ikss_a_from_degree | pf_ikss_b_from_degree | pf_ikss_c_from_degree | pf_ikss_a_to_degree | pf_ikss_b_to_degree | pf_ikss_c_to_degree | 3xI0 | pf_vm_a_from_pu | pf_vm_b_from_pu | pf_vm_c_from_pu | pf_vm_a_to_pu | pf_vm_b_to_pu | pf_vm_c_to_pu | pf_va_a_from_degree | pf_va_b_from_degree | pf_va_c_from_degree | pf_va_a_to_degree | pf_va_b_to_degree | pf_va_c_to_degree
Line0_1_2 | 0.14433 | 0.47338 | 0.50542 | 0.14433 | 0.47338 | 0.50542 | 0.033331 | 0.10932 | 0.11672 | 0.033331 | 0.10932 | 0.11672 | 0.0093813 | 0.019065 | -0.076287 | -0.0094033 | -0.018311 | 0.079011 | 0.041153 | -0.072771 | -0.041587 | -0.041201 | 0.076429 | 0.044889 | -74.8238 | -40.2044 | -106.5464 | 105.1762 | 139.7956 | 73.4536 |  | 1.2663 | 0.68813 | 0.74438 | 1.2679 | 0.7189 | 0.77853 | 2.3345 | -115.5236 | 102.0501 | 2.3199 | -116.731 | 103.0559
Line10_11_12 | 0.13442 | 0.42822 | 0.45084 | 0.13442 | 0.42822 | 0.45084 | 0.031042 | 0.098892 | 0.10412 | 0.031042 | 0.098892 | 0.10412 | 0.012265 | 0.01467 | -0.073447 | -0.012299 | -0.014041 | 0.075631 | 0.037408 | -0.0721 | -0.040356 | -0.037428 | 0.07507 | 0.042964 | -69.5891 | -39.0599 | -104.9125 | 110.4109 | 140.9401 | 75.0875 |  | 1.2682 | 0.74401 | 0.80489 | 1.2691 | 0.77227 | 0.83542 | 2.2584 | -117.5593 | 103.8745 | 2.2204 | -118.4661 | 104.6872
Line11_12_13 | 0.13442 | 0.42822 | 0.45084 | 0.13442 | 0.42822 | 0.45084 | 0.031042 | 0.098892 | 0.10412 | 0.031042 | 0.098892 | 0.10412 | 0.012299 | 0.014041 | -0.075631 | -0.012332 | -0.013412 | 0.077815 | 0.037428 | -0.07507 | -0.042964 | -0.037447 | 0.07804 | 0.045571 | -69.5891 | -39.0599 | -104.9125 | 110.4109 | 140.94 | 75.0875 |  | 1.2691 | 0.77227 | 0.83542 | 1.2701 | 0.80071 | 0.8661 | 2.2204 | -118.4661 | 104.6872 | 2.1825 | -119.3087 | 105.4424
Line12_13_15 | 0 | 0 | 0 | 0 | 0 | 0 | 0 | 0 | 0 | 0 | 0 | 0 | -1.3963e-08 | -3.3941e-08 | 4.7363e-08 | 8.2806e-09 | 2.3359e-08 | -3.1099e-08 | -7.0054e-08 | 3.194e-08 | 2.0684e-09 | 4.6889e-08 | -2.1256e-08 | -2.2171e-09 | 0 | 0 | 0 | 0 | 0 | 0 |  | 1.2701 | 0.80071 | 0.8661 | 1.2701 | 0.80071 | 0.8661 | 2.1825 | -119.3087 | 105.4424 | 2.1825 | -119.3087 | 105.4424
Line13_13_14 | 0.13442 | 0.42822 | 0.45084 | 0.13442 | 0.42822 | 0.45084 | 0.031042 | 0.098892 | 0.10412 | 0.031042 | 0.098892 | 0.10412 | 0.012332 | 0.013412 | -0.077815 | -0.012366 | -0.012782 | 0.079998 | 0.037447 | -0.07804 | -0.045571 | -0.037466 | 0.08101 | 0.048179 | -69.5891 | -39.06 | -104.9125 | 110.4108 | 140.94 | 75.0875 |  | 1.2701 | 0.80071 | 0.8661 | 1.271 | 0.82931 | 0.89692 | 2.1825 | -119.3087 | 105.4424 | 2.1446 | -120.0933 | 106.1459
Line14_15_16 | 0 | 0 | 0 | 0 | 0 | 0 | 0 | 0 | 0 | 0 | 0 | 0 | -9.309e-09 | -2.2627e-08 | 3.1576e-08 | 3.6261e-09 | 1.2045e-08 | -1.5311e-08 | -4.6702e-08 | 2.1293e-08 | 1.379e-09 | 2.3537e-08 | -1.0609e-08 | -1.5276e-09 | 0 | 0 | 0 | 0 | 0 | 0 |  | 1.2701 | 0.80071 | 0.8661 | 1.2701 | 0.80071 | 0.8661 | 2.1825 | -119.3087 | 105.4424 | 2.1825 | -119.3087 | 105.4424
Line15_16_17 | 0 | 0 | 0 | 0 | 0 | 0 | 0 | 0 | 0 | 0 | 0 | 0 | -4.6545e-09 | -1.1314e-08 | 1.5788e-08 | -1.0284e-09 | 7.3168e-10 | 4.7695e-10 | -2.3351e-08 | 1.0647e-08 | 6.8948e-10 | 1.8621e-10 | 3.7195e-11 | -8.3813e-10 | 0 | 0 | 0 | 0 | 0 | 0 |  | 1.2701 | 0.80071 | 0.8661 | 1.2701 | 0.80071 | 0.8661 | 2.1825 | -119.3087 | 105.4424 | 2.1825 | -119.3087 | 105.4424
Line16_4_18 | 0 | 4.0912 | 4.5277 | 0 | 4.0912 | 4.5277 | 0 | 0.94482 | 1.0456 | 0 | 0.94482 | 1.0456 | -1.178e-09 | 0.10402 | 0.23949 | -4.2751e-10 | 7.3969e-14 | 2.8535e-14 | -3.598e-08 | 0.33819 | 0.34883 | 3.3435e-10 | 1.0628e-14 | 8.5963e-15 | 0 | 169.8932 | 47.3686 | 0 | -10.1068 | -132.6314 |  | 1.2127 | 0.37449 | 0.40467 | 1.1485 | 0 | 0 | 3.3799 | -117.2034 | 102.8968 | 4.3365 | 0 | 0
Line17_5_19 | 0.14976 | 0.4995 | 0.53767 | 0.14976 | 0.4995 | 0.53767 | 0.034585 | 0.11536 | 0.12417 | 0.034585 | 0.11536 | 0.12417 | 0.0073651 | 0.020159 | -0.083476 | -0.007376 | -0.019329 | 0.086545 | 0.043242 | -0.080645 | -0.049338 | -0.04331 | 0.084736 | 0.05309 | -77.9987 | -40.8554 | -107.4999 | 102.0013 | 139.1446 | 72.5001 |  | 1.2683 | 0.72061 | 0.78092 | 1.2703 | 0.75343 | 0.81768 | 2.3353 | -116.8209 | 103.0848 | 2.3362 | -118.0058 | 104.0268
Line1_1_3 | 0.13442 | 0.42822 | 0.45084 | 0.13442 | 0.42822 | 0.45084 | 0.031042 | 0.098892 | 0.10412 | 0.031042 | 0.098892 | 0.10412 | 0.012197 | 0.015928 | -0.069079 | -0.012231 | -0.015299 | 0.071263 | 0.03737 | -0.06616 | -0.035141 | -0.037389 | 0.06913 | 0.037749 | -69.5891 | -39.0599 | -104.9125 | 110.4109 | 140.9401 | 75.0875 |  | 1.2663 | 0.68813 | 0.74438 | 1.2673 | 0.71596 | 0.77454 | 2.3345 | -115.5236 | 102.0501 | 2.2964 | -116.5812 | 102.998
Line2_1_4 | 0.15256 | 3.3801 | 3.7122 | 0.15256 | 3.3801 | 3.7122 | 0.035232 | 0.78059 | 0.8573 | 0.035232 | 0.78059 | 0.8573 | -0.019518 | 0.18973 | 0.34183 | 0.019389 | -0.11123 | -0.18148 | 0.04012 | 0.50252 | 0.53889 | -0.038073 | -0.27034 | -0.29567 | -113.608 | 175.1609 | 44.438 | 66.3921 | -4.8391 | -135.562 |  | 1.2663 | 0.68813 | 0.74438 | 1.2127 | 0.37449 | 0.40467 | 2.3345 | -115.5236 | 102.0501 | 3.3799 | -117.2034 | 102.8968
Line3_1_5 | 0.14976 | 0.4995 | 0.53767 | 0.14976 | 0.4995 | 0.53767 | 0.034585 | 0.11536 | 0.12417 | 0.034585 | 0.11536 | 0.12417 | 0.0073542 | 0.020989 | -0.080407 | -0.0073651 | -0.020159 | 0.083476 | 0.043174 | -0.076554 | -0.045585 | -0.043242 | 0.080645 | 0.049338 | -77.9987 | -40.8554 | -107.4999 | 102.0013 | 139.1446 | 72.5001 |  | 1.2663 | 0.68813 | 0.74438 | 1.2683 | 0.72061 | 0.78092 | 2.3345 | -115.5236 | 102.0501 | 2.3353 | -116.8209 | 103.0848
Line4_2_6 | 0.14433 | 0.47338 | 0.50542 | 0.14433 | 0.47338 | 0.50542 | 0.033331 | 0.10932 | 0.11672 | 0.033331 | 0.10932 | 0.11672 | 0.0094033 | 0.018311 | -0.079011 | -0.0094253 | -0.017558 | 0.081734 | 0.041201 | -0.076429 | -0.044889 | -0.041249 | 0.080086 | 0.04819 | -74.8238 | -40.2044 | -106.5464 | 105.1762 | 139.7955 | 73.4536 |  | 1.2679 | 0.7189 | 0.77853 | 1.2694 | 0.74997 | 0.8129 | 2.3199 | -116.731 | 103.0559 | 2.3052 | -117.8388 | 103.9769
Line5_6_7 | 0.14433 | 0.47338 | 0.50542 | 0.14433 | 0.47338 | 0.50542 | 0.033331 | 0.10932 | 0.11672 | 0.033331 | 0.10932 | 0.11672 | 0.0094253 | 0.017558 | -0.081734 | -0.0094473 | -0.016804 | 0.084458 | 0.041249 | -0.080086 | -0.04819 | -0.041297 | 0.083743 | 0.051492 | -74.8238 | -40.2045 | -106.5464 | 105.1762 | 139.7955 | 73.4536 |  | 1.2694 | 0.74997 | 0.8129 | 1.271 | 0.78129 | 0.84746 | 2.3052 | -117.8388 | 103.9769 | 2.2906 | -118.8582 | 104.823
Line6_7_8 | 0 | 0 | 0 | 0 | 0 | 0 | 0 | 0 | 0 | 0 | 0 | 0 | -1.3787e-08 | -3.5195e-08 | 4.8229e-08 | 8.1579e-09 | 2.4232e-08 | -3.1637e-08 | -7.3307e-08 | 3.1828e-08 | 2.0913e-09 | 4.9067e-08 | -2.1159e-08 | -2.2484e-09 | 0 | 0 | 0 | 0 | 0 | 0 |  | 1.271 | 0.78129 | 0.84746 | 1.271 | 0.78129 | 0.84746 | 2.2906 | -118.8582 | 104.823 | 2.2906 | -118.8582 | 104.823
Line7_8_9 | 0 | 0 | 0 | 0 | 0 | 0 | 0 | 0 | 0 | 0 | 0 | 0 | -4.5958e-09 | -1.1732e-08 | 1.6076e-08 | -1.0338e-09 | 7.6918e-10 | 5.1558e-10 | -2.4436e-08 | 1.0609e-08 | 6.9711e-10 | 1.9558e-10 | 5.994e-11 | -8.5418e-10 | 0 | 0 | 0 | 0 | 0 | 0 |  | 1.271 | 0.78129 | 0.84746 | 1.271 | 0.78129 | 0.84746 | 2.2906 | -118.8582 | 104.823 | 2.2906 | -118.8582 | 104.823
Line8_8_10 | 0 | 0 | 0 | 0 | 0 | 0 | 0 | 0 | 0 | 0 | 0 | 0 | -4.5958e-09 | -1.1732e-08 | 1.6076e-08 | -1.0338e-09 | 7.6918e-10 | 5.1558e-10 | -2.4436e-08 | 1.0609e-08 | 6.9711e-10 | 1.9558e-10 | 5.994e-11 | -8.5418e-10 | 0 | 0 | 0 | 0 | 0 | 0 |  | 1.271 | 0.78129 | 0.84746 | 1.271 | 0.78129 | 0.84746 | 2.2906 | -118.8582 | 104.823 | 2.2906 | -118.8582 | 104.823
Line9_3_11 | 0.13442 | 0.42822 | 0.45084 | 0.13442 | 0.42822 | 0.45084 | 0.031042 | 0.098892 | 0.10412 | 0.031042 | 0.098892 | 0.10412 | 0.012231 | 0.015299 | -0.071263 | -0.012265 | -0.01467 | 0.073447 | 0.037389 | -0.06913 | -0.037749 | -0.037408 | 0.0721 | 0.040356 | -69.5891 | -39.0599 | -104.9125 | 110.4109 | 140.9401 | 75.0875 |  | 1.2673 | 0.71596 | 0.77454 | 1.2682 | 0.74401 | 0.80489 | 2.2964 | -116.5812 | 102.998 | 2.2584 | -117.5593 | 103.8745

## LLG_max_10
name | pf_ikss_a_from_ka | pf_ikss_b_from_ka | pf_ikss_c_from_ka | pf_ikss_a_to_ka | pf_ikss_b_to_ka | pf_ikss_c_to_ka | pf_skss_a_from_mw | pf_skss_b_from_mw | pf_skss_c_from_mw | pf_skss_a_to_mw | pf_skss_b_to_mw | pf_skss_c_to_mw | pf_p_a_from_mw | pf_p_b_from_mw | pf_p_c_from_mw | pf_p_a_to_mw | pf_p_b_to_mw | pf_p_c_to_mw | pf_q_a_from_mvar | pf_q_b_from_mvar | pf_q_c_from_mvar | pf_q_a_to_mvar | pf_q_b_to_mvar | pf_q_c_to_mvar | pf_ikss_a_from_degree | pf_ikss_b_from_degree | pf_ikss_c_from_degree | pf_ikss_a_to_degree | pf_ikss_b_to_degree | pf_ikss_c_to_degree | 3xI0 | pf_vm_a_from_pu | pf_vm_b_from_pu | pf_vm_c_from_pu | pf_vm_a_to_pu | pf_vm_b_to_pu | pf_vm_c_to_pu | pf_va_a_from_degree | pf_va_b_from_degree | pf_va_c_from_degree | pf_va_a_to_degree | pf_va_b_to_degree | pf_va_c_to_degree
Line0_1_2 | 0.149 | 0.48407 | 0.51882 | 0.149 | 0.48407 | 0.51882 | 0.034409 | 0.11179 | 0.11982 | 0.034409 | 0.11179 | 0.11982 | 0.0093672 | 0.020088 | -0.080893 | -0.009383 | -0.019308 | 0.083762 | 0.044777 | -0.076849 | -0.044019 | -0.044827 | 0.080683 | 0.047503 | -75.8317 | -40.1701 | -106.8883 | 104.1683 | 139.8299 | 73.1117 |  | 1.3295 | 0.71054 | 0.76863 | 1.331 | 0.74211 | 0.80369 | 2.3527 | -115.521 | 101.6653 | 2.3461 | -116.7121 | 102.6701
Line10_11_12 | 0.13904 | 0.43953 | 0.46478 | 0.13904 | 0.43953 | 0.46478 | 0.03211 | 0.1015 | 0.10734 | 0.03211 | 0.1015 | 0.10734 | 0.012471 | 0.015571 | -0.078172 | -0.012501 | -0.014915 | 0.080491 | 0.040887 | -0.076393 | -0.042963 | -0.040908 | 0.07953 | 0.045739 | -70.744 | -39.0581 | -105.3004 | 109.2559 | 140.9419 | 74.6996 |  | 1.3313 | 0.76808 | 0.83103 | 1.3322 | 0.79718 | 0.86252 | 2.2935 | -117.5378 | 103.4927 | 2.264 | -118.4365 | 104.3068
Line11_12_13 | 0.13904 | 0.43953 | 0.46478 | 0.13904 | 0.43953 | 0.46478 | 0.03211 | 0.1015 | 0.10734 | 0.03211 | 0.1015 | 0.10734 | 0.012501 | 0.014915 | -0.080491 | -0.01253 | -0.014259 | 0.082811 | 0.040908 | -0.07953 | -0.045739 | -0.040929 | 0.082667 | 0.048515 | -70.7441 | -39.0581 | -105.3004 | 109.2559 | 140.9419 | 74.6996 |  | 1.3322 | 0.79718 | 0.86252 | 1.3331 | 0.82645 | 0.89416 | 2.264 | -118.4365 | 104.3068 | 2.2344 | -119.2717 | 105.0634
Line12_13_15 | 0 | 0 | 0 | 0 | 0 | 0 | 0 | 0 | 0 | 0 | 0 | 0 | -1.5245e-08 | -3.7911e-08 | 5.2441e-08 | 9.0201e-09 | 2.6103e-08 | -3.4408e-08 | -7.9096e-08 | 3.5166e-08 | 2.2617e-09 | 5.2941e-08 | -2.3402e-08 | -2.4374e-09 | 0 | 0 | 0 | 0 | 0 | 0 |  | 1.3331 | 0.82645 | 0.89416 | 1.3331 | 0.82645 | 0.89416 | 2.2344 | -119.2717 | 105.0634 | 2.2344 | -119.2717 | 105.0634
Line13_13_14 | 0.13904 | 0.43953 | 0.46478 | 0.13904 | 0.43953 | 0.46478 | 0.03211 | 0.1015 | 0.10734 | 0.03211 | 0.1015 | 0.10734 | 0.01253 | 0.014259 | -0.082811 | -0.01256 | -0.013603 | 0.085131 | 0.040929 | -0.082667 | -0.048515 | -0.04095 | 0.085805 | 0.051291 | -70.7441 | -39.0582 | -105.3004 | 109.2559 | 140.9418 | 74.6996 |  | 1.3331 | 0.82645 | 0.89416 | 1.334 | 0.85589 | 0.92595 | 2.2344 | -119.2717 | 105.0634 | 2.205 | -120.0496 | 105.7682
Line14_15_16 | 0 | 0 | 0 | 0 | 0 | 0 | 0 | 0 | 0 | 0 | 0 | 0 | -1.0163e-08 | -2.5274e-08 | 3.4961e-08 | 3.9384e-09 | 1.3466e-08 | -1.6927e-08 | -5.2731e-08 | 2.3444e-08 | 1.5078e-09 | 2.6575e-08 | -1.168e-08 | -1.6835e-09 | 0 | 0 | 0 | 0 | 0 | 0 |  | 1.3331 | 0.82645 | 0.89416 | 1.3331 | 0.82645 | 0.89416 | 2.2344 | -119.2717 | 105.0634 | 2.2344 | -119.2717 | 105.0634
Line15_16_17 | 0 | 0 | 0 | 0 | 0 | 0 | 0 | 0 | 0 | 0 | 0 | 0 | -5.0817e-09 | -1.2637e-08 | 1.748e-08 | -1.1432e-09 | 8.2867e-10 | 5.5301e-10 | -2.6365e-08 | 1.1722e-08 | 7.5392e-10 | 2.0963e-10 | 4.2371e-11 | -9.2956e-10 | 0 | 0 | 0 | 0 | 0 | 0 |  | 1.3331 | 0.82645 | 0.89416 | 1.3331 | 0.82645 | 0.89416 | 2.2344 | -119.2717 | 105.0634 | 2.2344 | -119.2717 | 105.0634
Line16_4_18 | 0 | 4.2097 | 4.6604 | 0 | 4.2097 | 4.6604 | 0 | 0.9722 | 1.0763 | 0 | 0.9722 | 1.0763 | -1.2483e-09 | 0.11072 | 0.25364 | -4.9717e-10 | 1.3153e-13 | 8.7895e-14 | -3.9917e-08 | 0.35845 | 0.37027 | 3.6755e-10 | -3.7962e-14 | -4.1e-14 | 0 | 169.9986 | 46.927 | 0 | -10.0014 | -133.073 |  | 1.2744 | 0.38589 | 0.41701 | 1.209 | 0 | 0 | 3.3821 | -117.167 | 102.5157 | 4.3227 | 0 | 0
Line17_5_19 | 0.15444 | 0.50969 | 0.55054 | 0.15444 | 0.50969 | 0.55054 | 0.035667 | 0.11771 | 0.12714 | 0.035667 | 0.11771 | 0.12714 | 0.007221 | 0.021183 | -0.088294 | -0.0072247 | -0.020327 | 0.091511 | 0.046936 | -0.084949 | -0.052024 | -0.047005 | 0.089218 | 0.055963 | -78.8926 | -40.7992 | -107.8094 | 101.1074 | 139.2008 | 72.1906 |  | 1.3314 | 0.74379 | 0.80604 | 1.3334 | 0.77739 | 0.84368 | 2.3611 | -116.7977 | 102.6976 | 2.3694 | -117.9646 | 103.6381
Line1_1_3 | 0.13904 | 0.43953 | 0.46478 | 0.13904 | 0.43953 | 0.46478 | 0.03211 | 0.1015 | 0.10734 | 0.03211 | 0.1015 | 0.10734 | 0.012412 | 0.016882 | -0.073532 | -0.012442 | -0.016226 | 0.075852 | 0.040845 | -0.070119 | -0.037411 | -0.040866 | 0.073256 | 0.040187 | -70.744 | -39.0581 | -105.3004 | 109.256 | 140.9419 | 74.6996 |  | 1.3295 | 0.71054 | 0.76863 | 1.3304 | 0.7392 | 0.79973 | 2.3527 | -115.521 | 101.6653 | 2.3231 | -116.5686 | 102.6147
Line2_1_4 | 0.15694 | 3.4944 | 3.8396 | 0.15694 | 3.4944 | 3.8396 | 0.036244 | 0.807 | 0.88672 | 0.036244 | 0.807 | 0.88672 | -0.020576 | 0.20268 | 0.36443 | 0.020471 | -0.1184 | -0.19306 | 0.043571 | 0.53639 | 0.57595 | -0.041406 | -0.28803 | -0.31537 | -112.926 | 175.1783 | 43.9891 | 67.0741 | -4.8217 | -136.0109 |  | 1.3295 | 0.71054 | 0.76863 | 1.2744 | 0.38589 | 0.41701 | 2.3527 | -115.521 | 101.6653 | 3.3821 | -117.167 | 102.5157
Line3_1_5 | 0.15444 | 0.50969 | 0.55054 | 0.15444 | 0.50969 | 0.55054 | 0.035667 | 0.11771 | 0.12714 | 0.035667 | 0.11771 | 0.12714 | 0.0072173 | 0.022039 | -0.085077 | -0.007221 | -0.021183 | 0.088294 | 0.046866 | -0.08068 | -0.048085 | -0.046936 | 0.084949 | 0.052024 | -78.8926 | -40.7992 | -107.8094 | 101.1074 | 139.2008 | 72.1906 |  | 1.3295 | 0.71054 | 0.76863 | 1.3314 | 0.74379 | 0.80604 | 2.3527 | -115.521 | 101.6653 | 2.3611 | -116.7977 | 102.6976
Line4_2_6 | 0.149 | 0.48407 | 0.51882 | 0.149 | 0.48407 | 0.51882 | 0.034409 | 0.11179 | 0.11982 | 0.034409 | 0.11179 | 0.11982 | 0.009383 | 0.019308 | -0.083762 | -0.0093988 | -0.018527 | 0.086631 | 0.044827 | -0.080683 | -0.047503 | -0.044877 | 0.084517 | 0.050987 | -75.8317 | -40.1701 | -106.8883 | 104.1683 | 139.8299 | 73.1117 |  | 1.331 | 0.74211 | 0.80369 | 1.3325 | 0.77398 | 0.83897 | 2.3461 | -116.7121 | 102.6701 | 2.3395 | -117.8056 | 103.5905
Line5_6_7 | 0.149 | 0.48407 | 0.51882 | 0.149 | 0.48407 | 0.51882 | 0.034409 | 0.11179 | 0.11982 | 0.034409 | 0.11179 | 0.11982 | 0.0093988 | 0.018527 | -0.086631 | -0.0094147 | -0.017747 | 0.0895 | 0.044877 | -0.084517 | -0.050987 | -0.044927 | 0.08835 | 0.05447 | -75.8317 | -40.1701 | -106.8883 | 104.1683 | 139.8299 | 73.1117 |  | 1.3325 | 0.77398 | 0.83897 | 1.334 | 0.80611 | 0.87445 | 2.3395 | -117.8056 | 103.5905 | 2.3329 | -118.8123 | 104.4365
Line6_7_8 | 0 | 0 | 0 | 0 | 0 | 0 | 0 | 0 | 0 | 0 | 0 | 0 | -1.5003e-08 | -3.9246e-08 | 5.3311e-08 | 8.8531e-09 | 2.7032e-08 | -3.4947e-08 | -8.2658e-08 | 3.4968e-08 | 2.284e-09 | 5.5324e-08 | -2.3245e-08 | -2.4689e-09 | 0 | 0 | 0 | 0 | 0 | 0 |  | 1.334 | 0.80611 | 0.87445 | 1.334 | 0.80611 | 0.87445 | 2.3329 | -118.8123 | 104.4365 | 2.3329 | -118.8123 | 104.4365
Line7_8_9 | 0 | 0 | 0 | 0 | 0 | 0 | 0 | 0 | 0 | 0 | 0 | 0 | -5.0011e-09 | -1.3082e-08 | 1.777e-08 | -1.1491e-09 | 8.6797e-10 | 5.9387e-10 | -2.7553e-08 | 1.1656e-08 | 7.6132e-10 | 2.1902e-10 | 6.7392e-11 | -9.463e-10 | 0 | 0 | 0 | 0 | 0 | 0 |  | 1.334 | 0.80611 | 0.87445 | 1.334 | 0.80611 | 0.87445 | 2.3329 | -118.8123 | 104.4365 | 2.3329 | -118.8123 | 104.4365
Line8_8_10 | 0 | 0 | 0 | 0 | 0 | 0 | 0 | 0 | 0 | 0 | 0 | 0 | -5.0011e-09 | -1.3082e-08 | 1.777e-08 | -1.1491e-09 | 8.6797e-10 | 5.9387e-10 | -2.7553e-08 | 1.1656e-08 | 7.6132e-10 | 2.1902e-10 | 6.7392e-11 | -9.463e-10 | 0 | 0 | 0 | 0 | 0 | 0 |  | 1.334 | 0.80611 | 0.87445 | 1.334 | 0.80611 | 0.87445 | 2.3329 | -118.8123 | 104.4365 | 2.3329 | -118.8123 | 104.4365
Line9_3_11 | 0.13904 | 0.43953 | 0.46478 | 0.13904 | 0.43953 | 0.46478 | 0.03211 | 0.1015 | 0.10734 | 0.03211 | 0.1015 | 0.10734 | 0.012442 | 0.016226 | -0.075852 | -0.012471 | -0.015571 | 0.078172 | 0.040866 | -0.073256 | -0.040187 | -0.040887 | 0.076393 | 0.042963 | -70.744 | -39.0581 | -105.3004 | 109.256 | 140.9419 | 74.6996 |  | 1.3304 | 0.7392 | 0.79973 | 1.3313 | 0.76808 | 0.83103 | 2.3231 | -116.5686 | 102.6147 | 2.2935 | -117.5378 | 103.4927

## LLG_max_fault_6
name | pf_ikss_a_from_ka | pf_ikss_b_from_ka | pf_ikss_c_from_ka | pf_ikss_a_to_ka | pf_ikss_b_to_ka | pf_ikss_c_to_ka | pf_skss_a_from_mw | pf_skss_b_from_mw | pf_skss_c_from_mw | pf_skss_a_to_mw | pf_skss_b_to_mw | pf_skss_c_to_mw | pf_p_a_from_mw | pf_p_b_from_mw | pf_p_c_from_mw | pf_p_a_to_mw | pf_p_b_to_mw | pf_p_c_to_mw | pf_q_a_from_mvar | pf_q_b_from_mvar | pf_q_c_from_mvar | pf_q_a_to_mvar | pf_q_b_to_mvar | pf_q_c_to_mvar | pf_ikss_a_from_degree | pf_ikss_b_from_degree | pf_ikss_c_from_degree | pf_ikss_a_to_degree | pf_ikss_b_to_degree | pf_ikss_c_to_degree | 3xI0 | pf_vm_a_from_pu | pf_vm_b_from_pu | pf_vm_c_from_pu | pf_vm_a_to_pu | pf_vm_b_to_pu | pf_vm_c_to_pu | pf_va_a_from_degree | pf_va_b_from_degree | pf_va_c_from_degree | pf_va_a_to_degree | pf_va_b_to_degree | pf_va_c_to_degree
Line0_1_2 | 0.11122 | 0.11616 | 0.11354 | 0.11122 | 0.11616 | 0.11354 | 0.025686 | 0.026826 | 0.02622 | 0.025686 | 0.026826 | 0.02622 | -0.0011805 | -0.0018126 | -0.0025346 | 0.0013031 | 0.0019451 | 0.0026669 | -0.028158 | -0.029257 | -0.028583 | 0.028409 | 0.029524 | 0.02884 | 92.5603 | -26.4203 | -144.9958 | -87.4397 | 153.5797 | 35.0042 |  | 1.0972 | 1.0927 | 1.0944 | 1.1072 | 1.103 | 1.1046 | 0.15971 | -119.9656 | 119.9368 | -0.066039 | -120.1896 | 119.721
Line10_11_12 | 0.099224 | 0.10361 | 0.10113 | 0.099224 | 0.10361 | 0.10113 | 0.022915 | 0.023928 | 0.023355 | 0.022915 | 0.023928 | 0.023355 | -0.001124 | -0.0017539 | -0.0023802 | 0.0012215 | 0.0018593 | 0.0024852 | -0.025525 | -0.026525 | -0.025876 | 0.025724 | 0.026738 | 0.02608 | 92.2773 | -26.5823 | -145.1928 | -87.7227 | 153.4177 | 34.8072 |  | 1.115 | 1.111 | 1.1126 | 1.1239 | 1.1201 | 1.1217 | -0.24421 | -120.3653 | 119.5516 | -0.44138 | -120.5602 | 119.3637
Line11_12_13 | 0.099224 | 0.10361 | 0.10113 | 0.099224 | 0.10361 | 0.10113 | 0.022915 | 0.023928 | 0.023355 | 0.022915 | 0.023928 | 0.023355 | -0.0012215 | -0.0018593 | -0.0024852 | 0.001319 | 0.0019648 | 0.0025903 | -0.025724 | -0.026738 | -0.02608 | 0.025924 | 0.02695 | 0.026283 | 92.2773 | -26.5823 | -145.1928 | -87.7227 | 153.4177 | 34.8072 |  | 1.1239 | 1.1201 | 1.1217 | 1.1328 | 1.1293 | 1.1308 | -0.44138 | -120.5602 | 119.3637 | -0.63545 | -120.752 | 119.1788
Line12_13_15 | 0 | 0 | 0 | 0 | 0 | 0 | 0 | 0 | 0 | 0 | 0 | 0 | 6.2273e-10 | 8.7301e-10 | 1.5297e-09 | -7.5921e-10 | -9.1076e-10 | -1.3555e-09 | -2.2372e-10 | 7.0876e-10 | 1.5618e-11 | 1.0078e-10 | -5.2957e-10 | -7.2812e-11 | 0 | 0 | 0 | 0 | 0 | 0 |  | 1.1328 | 1.1293 | 1.1308 | 1.1328 | 1.1293 | 1.1308 | -0.63545 | -120.752 | 119.1788 | -0.63545 | -120.752 | 119.1788
Line13_13_14 | 0.099224 | 0.10361 | 0.10113 | 0.099224 | 0.10361 | 0.10113 | 0.022915 | 0.023928 | 0.023355 | 0.022915 | 0.023928 | 0.023355 | -0.001319 | -0.0019648 | -0.0025903 | 0.0014165 | 0.0020702 | 0.0026953 | -0.025924 | -0.02695 | -0.026283 | 0.026123 | 0.027163 | 0.026487 | 92.2773 | -26.5823 | -145.1928 | -87.7227 | 153.4177 | 34.8072 |  | 1.1328 | 1.1293 | 1.1308 | 1.1417 | 1.1385 | 1.14 | -0.63545 | -120.752 | 119.1788 | -0.8265 | -120.9407 | 118.9969
Line14_15_16 | 0 | 0 | 0 | 0 | 0 | 0 | 0 | 0 | 0 | 0 | 0 | 0 | 4.1515e-10 | 5.8201e-10 | 1.0198e-09 | -5.5163e-10 | -6.1975e-10 | -8.4557e-10 | -1.4915e-10 | 4.7251e-10 | 1.0412e-11 | 2.6205e-11 | -2.9332e-10 | -6.7605e-11 | 0 | 0 | 0 | 0 | 0 | 0 |  | 1.1328 | 1.1293 | 1.1308 | 1.1328 | 1.1293 | 1.1308 | -0.63545 | -120.752 | 119.1788 | -0.63545 | -120.752 | 119.1788
Line15_16_17 | 0 | 0 | 0 | 0 | 0 | 0 | 0 | 0 | 0 | 0 | 0 | 0 | 2.0758e-10 | 2.91e-10 | 5.099e-10 | -3.4406e-10 | -3.2875e-10 | -3.3567e-10 | -7.4573e-11 | 2.3625e-10 | 5.2061e-12 | -4.8368e-11 | -5.7062e-11 | -6.24e-11 | 0 | 0 | 0 | 0 | 0 | 0 |  | 1.1328 | 1.1293 | 1.1308 | 1.1328 | 1.1293 | 1.1308 | -0.63545 | -120.752 | 119.1788 | -0.63545 | -120.752 | 119.1788
Line16_4_18 | 0 | 0.035913 | 0.035947 | 0 | 0.035913 | 0.035947 | 0 | 0.0082937 | 0.0083015 | 0 | 0.0082937 | 0.0083015 | 6.625e-11 | 0.0064568 | 0.0064764 | -2.3682e-10 | -0.0064487 | -0.0064608 | -2.2691e-10 | 0.0064742 | 0.0064826 | 3.0861e-12 | -0.0064487 | -0.0064608 | 0 | -165.2166 | 74.7904 | 0 | 14.7834 | -105.2096 |  | 1.1088 | 1.1025 | 1.1038 | 1.1083 | 1.0996 | 1.1006 | 0.050766 | -120.1395 | 119.8181 | 0.04144 | -120.2166 | 119.7904
Line17_5_19 | 0.11838 | 0.12364 | 0.12094 | 0.11838 | 0.12364 | 0.12094 | 0.027338 | 0.028552 | 0.02793 | 0.027338 | 0.028552 | 0.02793 | -0.0014844 | -0.0021332 | -0.0029121 | 0.0016234 | 0.0022832 | 0.0030622 | -0.03025 | -0.031439 | -0.030734 | 0.030534 | 0.031742 | 0.031025 | 92.7303 | -26.321 | -144.8788 | -87.2697 | 153.679 | 35.1212 |  | 1.1078 | 1.1036 | 1.1053 | 1.1185 | 1.1146 | 1.1162 | -0.07899 | -120.2028 | 119.7083 | -0.31316 | -120.4353 | 119.4843
Line1_1_3 | 0.099224 | 0.10361 | 0.10113 | 0.099224 | 0.10361 | 0.10113 | 0.022915 | 0.023928 | 0.023355 | 0.022915 | 0.023928 | 0.023355 | -0.00092905 | -0.001543 | -0.0021701 | 0.0010265 | 0.0016484 | 0.0022751 | -0.025126 | -0.0261 | -0.025468 | 0.025325 | 0.026313 | 0.025672 | 92.2773 | -26.5823 | -145.1928 | -87.7227 | 153.4177 | 34.8072 |  | 1.0972 | 1.0927 | 1.0944 | 1.1061 | 1.1018 | 1.1035 | 0.15971 | -119.9656 | 119.9368 | -0.043868 | -120.1671 | 119.7426
Line2_1_4 | 0.12529 | 0.10282 | 0.10033 | 0.12529 | 0.10282 | 0.10033 | 0.028934 | 0.023744 | 0.023171 | 0.028934 | 0.023744 | 0.023171 | -0.0094 | -0.0038166 | -0.0046432 | 0.0095577 | 0.0039294 | 0.0047352 | -0.030324 | -0.025663 | -0.02493 | 0.030626 | 0.025881 | 0.025134 | 107.3827 | -21.5065 | -139.5127 | -72.6173 | 158.4935 | 40.4873 |  | 1.0972 | 1.0927 | 1.0944 | 1.1088 | 1.1025 | 1.1038 | 0.15971 | -119.9656 | 119.9368 | 0.050766 | -120.1395 | 119.8181
Line3_1_5 | 0.11838 | 0.12364 | 0.12094 | 0.11838 | 0.12364 | 0.12094 | 0.027338 | 0.028552 | 0.02793 | 0.027338 | 0.028552 | 0.02793 | -0.0013453 | -0.0019832 | -0.0027621 | 0.0014844 | 0.0021332 | 0.0029121 | -0.029966 | -0.031136 | -0.030442 | 0.03025 | 0.031439 | 0.030734 | 92.7303 | -26.321 | -144.8788 | -87.2697 | 153.679 | 35.1212 |  | 1.0972 | 1.0927 | 1.0944 | 1.1078 | 1.1036 | 1.1053 | 0.15971 | -119.9656 | 119.9368 | -0.07899 | -120.2028 | 119.7083
Line4_2_6 | 0.11122 | 0.11616 | 0.11354 | 0.11122 | 0.11616 | 0.11354 | 0.025686 | 0.026826 | 0.02622 | 0.025686 | 0.026826 | 0.02622 | -0.0013031 | -0.0019451 | -0.0026669 | 0.0014258 | 0.0020776 | 0.0027992 | -0.028409 | -0.029524 | -0.02884 | 0.02866 | 0.029791 | 0.029097 | 92.5603 | -26.4203 | -144.9958 | -87.4397 | 153.5797 | 35.0042 |  | 1.1072 | 1.103 | 1.1046 | 1.1172 | 1.1132 | 1.1149 | -0.066039 | -120.1896 | 119.721 | -0.28776 | -120.4095 | 119.5091
Line5_6_7 | 0.11122 | 0.11616 | 0.11354 | 0.11122 | 0.11616 | 0.11354 | 0.025686 | 0.026826 | 0.02622 | 0.025686 | 0.026826 | 0.02622 | -0.0014258 | -0.0020776 | -0.0027992 | 0.0015485 | 0.00221 | 0.0029315 | -0.02866 | -0.029791 | -0.029097 | 0.028911 | 0.030058 | 0.029354 | 92.5603 | -26.4203 | -144.9958 | -87.4397 | 153.5797 | 35.0042 |  | 1.1172 | 1.1132 | 1.1149 | 1.1272 | 1.1235 | 1.1251 | -0.28776 | -120.4095 | 119.5091 | -0.50556 | -120.6253 | 119.3011
Line6_7_8 | 0 | 0 | 0 | 0 | 0 | 0 | 0 | 0 | 0 | 0 | 0 | 0 | 5.3734e-10 | 7.8477e-10 | 1.4748e-09 | -6.7729e-10 | -8.2628e-10 | -1.2934e-09 | -2.7313e-10 | 6.9767e-10 | -1.2613e-11 | 1.438e-10 | -5.1232e-10 | -4.4426e-11 | 0 | 0 | 0 | 0 | 0 | 0 |  | 1.1272 | 1.1235 | 1.1251 | 1.1272 | 1.1235 | 1.1251 | -0.50556 | -120.6253 | 119.3011 | -0.50556 | -120.6253 | 119.3011
Line7_8_9 | 0 | 0 | 0 | 0 | 0 | 0 | 0 | 0 | 0 | 0 | 0 | 0 | 1.7911e-10 | 2.6159e-10 | 4.9161e-10 | -3.1906e-10 | -3.031e-10 | -3.1015e-10 | -9.1044e-11 | 2.3256e-10 | -4.2045e-12 | -3.829e-11 | -4.7207e-11 | -5.2835e-11 | 0 | 0 | 0 | 0 | 0 | 0 |  | 1.1272 | 1.1235 | 1.1251 | 1.1272 | 1.1235 | 1.1251 | -0.50556 | -120.6253 | 119.3011 | -0.50556 | -120.6253 | 119.3011
Line8_8_10 | 0 | 0 | 0 | 0 | 0 | 0 | 0 | 0 | 0 | 0 | 0 | 0 | 1.7911e-10 | 2.6159e-10 | 4.9161e-10 | -3.1906e-10 | -3.031e-10 | -3.1015e-10 | -9.1044e-11 | 2.3256e-10 | -4.2045e-12 | -3.829e-11 | -4.7207e-11 | -5.2835e-11 | 0 | 0 | 0 | 0 | 0 | 0 |  | 1.1272 | 1.1235 | 1.1251 | 1.1272 | 1.1235 | 1.1251 | -0.50556 | -120.6253 | 119.3011 | -0.50556 | -120.6253 | 119.3011
Line9_3_11 | 0.099224 | 0.10361 | 0.10113 | 0.099224 | 0.10361 | 0.10113 | 0.022915 | 0.023928 | 0.023355 | 0.022915 | 0.023928 | 0.023355 | -0.0010265 | -0.0016484 | -0.0022751 | 0.001124 | 0.0017539 | 0.0023802 | -0.025325 | -0.026313 | -0.025672 | 0.025525 | 0.026525 | 0.025876 | 92.2773 | -26.5823 | -145.1928 | -87.7227 | 153.4177 | 34.8072 |  | 1.1061 | 1.1018 | 1.1035 | 1.115 | 1.111 | 1.1126 | -0.043868 | -120.1671 | 119.7426 | -0.24421 | -120.3653 | 119.5516

## LLG_max_fault_10
name | pf_ikss_a_from_ka | pf_ikss_b_from_ka | pf_ikss_c_from_ka | pf_ikss_a_to_ka | pf_ikss_b_to_ka | pf_ikss_c_to_ka | pf_skss_a_from_mw | pf_skss_b_from_mw | pf_skss_c_from_mw | pf_skss_a_to_mw | pf_skss_b_to_mw | pf_skss_c_to_mw | pf_p_a_from_mw | pf_p_b_from_mw | pf_p_c_from_mw | pf_p_a_to_mw | pf_p_b_to_mw | pf_p_c_to_mw | pf_q_a_from_mvar | pf_q_b_from_mvar | pf_q_c_from_mvar | pf_q_a_to_mvar | pf_q_b_to_mvar | pf_q_c_to_mvar | pf_ikss_a_from_degree | pf_ikss_b_from_degree | pf_ikss_c_from_degree | pf_ikss_a_to_degree | pf_ikss_b_to_degree | pf_ikss_c_to_degree | 3xI0 | pf_vm_a_from_pu | pf_vm_b_from_pu | pf_vm_c_from_pu | pf_vm_a_to_pu | pf_vm_b_to_pu | pf_vm_c_to_pu | pf_va_a_from_degree | pf_va_b_from_degree | pf_va_c_from_degree | pf_va_a_to_degree | pf_va_b_to_degree | pf_va_c_to_degree
Line0_1_2 | 0.1119 | 0.1171 | 0.11435 | 0.1119 | 0.1171 | 0.11435 | 0.025843 | 0.027043 | 0.026409 | 0.025843 | 0.027043 | 0.026409 | -0.0012546 | -0.0019493 | -0.0027444 | 0.0013788 | 0.0020838 | 0.0028787 | -0.029687 | -0.030898 | -0.030159 | 0.029941 | 0.03117 | 0.03042 | 92.5805 | -26.3608 | -144.8727 | -87.4195 | 153.6392 | 35.1273 |  | 1.1498 | 1.1448 | 1.1467 | 1.1598 | 1.1552 | 1.157 | 0.16053 | -119.9708 | 119.9279 | -0.056045 | -120.1856 | 119.7213
Line10_11_12 | 0.10024 | 0.10488 | 0.10227 | 0.10024 | 0.10488 | 0.10227 | 0.023149 | 0.02422 | 0.023619 | 0.023149 | 0.02422 | 0.023619 | -0.0011926 | -0.0018857 | -0.002579 | 0.0012921 | 0.0019936 | 0.0026866 | -0.027006 | -0.028113 | -0.027398 | 0.02721 | 0.028331 | 0.027607 | 92.3 | -26.5183 | -145.065 | -87.7 | 153.4817 | 34.935 |  | 1.1677 | 1.1633 | 1.1651 | 1.1767 | 1.1726 | 1.1743 | -0.22859 | -120.3557 | 119.5575 | -0.4187 | -120.5436 | 119.3767
Line11_12_13 | 0.10024 | 0.10488 | 0.10227 | 0.10024 | 0.10488 | 0.10227 | 0.023149 | 0.02422 | 0.023619 | 0.023149 | 0.02422 | 0.023619 | -0.0012921 | -0.0019936 | -0.0026866 | 0.0013916 | 0.0021016 | 0.0027941 | -0.02721 | -0.028331 | -0.027607 | 0.027413 | 0.028549 | 0.027815 | 92.3 | -26.5183 | -145.065 | -87.7 | 153.4817 | 34.935 |  | 1.1767 | 1.1726 | 1.1743 | 1.1857 | 1.1819 | 1.1836 | -0.4187 | -120.5436 | 119.3767 | -0.60592 | -120.7285 | 119.1987
Line12_13_15 | 0 | 0 | 0 | 0 | 0 | 0 | 0 | 0 | 0 | 0 | 0 | 0 | 6.4748e-10 | 9.3371e-10 | 1.693e-09 | -8.046e-10 | -9.7773e-10 | -1.4919e-09 | -2.7494e-10 | 8.0165e-10 | 3.687e-12 | 1.3272e-10 | -5.9505e-10 | -6.9218e-11 | 0 | 0 | 0 | 0 | 0 | 0 |  | 1.1857 | 1.1819 | 1.1836 | 1.1857 | 1.1819 | 1.1836 | -0.60592 | -120.7285 | 119.1987 | -0.60592 | -120.7285 | 119.1987
Line13_13_14 | 0.10024 | 0.10488 | 0.10227 | 0.10024 | 0.10488 | 0.10227 | 0.023149 | 0.02422 | 0.023619 | 0.023149 | 0.02422 | 0.023619 | -0.0013916 | -0.0021016 | -0.0027941 | 0.001491 | 0.0022095 | 0.0029017 | -0.027413 | -0.028549 | -0.027815 | 0.027617 | 0.028766 | 0.028024 | 92.3 | -26.5183 | -145.065 | -87.7 | 153.4817 | 34.935 |  | 1.1857 | 1.1819 | 1.1836 | 1.1947 | 1.1912 | 1.1928 | -0.60592 | -120.7285 | 119.1987 | -0.79032 | -120.9106 | 119.0235
Line14_15_16 | 0 | 0 | 0 | 0 | 0 | 0 | 0 | 0 | 0 | 0 | 0 | 0 | 4.3165e-10 | 6.2247e-10 | 1.1287e-09 | -5.8877e-10 | -6.6649e-10 | -9.2753e-10 | -1.8329e-10 | 5.3444e-10 | 2.458e-12 | 4.1072e-11 | -3.2783e-10 | -6.7989e-11 | 0 | 0 | 0 | 0 | 0 | 0 |  | 1.1857 | 1.1819 | 1.1836 | 1.1857 | 1.1819 | 1.1836 | -0.60592 | -120.7285 | 119.1987 | -0.60592 | -120.7285 | 119.1987
Line15_16_17 | 0 | 0 | 0 | 0 | 0 | 0 | 0 | 0 | 0 | 0 | 0 | 0 | 2.1583e-10 | 3.1124e-10 | 5.6434e-10 | -3.7295e-10 | -3.5525e-10 | -3.6319e-10 | -9.1646e-11 | 2.6722e-10 | 1.2291e-12 | -5.0575e-11 | -6.061e-11 | -6.676e-11 | 0 | 0 | 0 | 0 | 0 | 0 |  | 1.1857 | 1.1819 | 1.1836 | 1.1857 | 1.1819 | 1.1836 | -0.60592 | -120.7285 | 119.1987 | -0.60592 | -120.7285 | 119.1987
Line16_4_18 | 0 | 0.037608 | 0.037646 | 0 | 0.037608 | 0.037646 | 0 | 0.0086851 | 0.0086939 | 0 | 0.0086851 | 0.0086939 | 6.4364e-11 | 0.0070805 | 0.007103 | -2.5876e-10 | -0.0070717 | -0.0070859 | -2.5697e-10 | 0.0070996 | 0.0071099 | 3.5868e-12 | -0.0070717 | -0.0070859 | 0 | -165.2202 | 74.7832 | 0 | 14.7798 | -105.2168 |  | 1.1614 | 1.1545 | 1.156 | 1.1608 | 1.1515 | 1.1527 | 0.053213 | -120.1431 | 119.8108 | 0.043895 | -120.2202 | 119.7832
Line17_5_19 | 0.11881 | 0.12433 | 0.12152 | 0.11881 | 0.12433 | 0.12152 | 0.027439 | 0.028714 | 0.028064 | 0.027439 | 0.028714 | 0.028064 | -0.0015641 | -0.0022762 | -0.0031314 | 0.0017042 | 0.0024278 | 0.0032831 | -0.031803 | -0.03311 | -0.032337 | 0.032089 | 0.033416 | 0.032631 | 92.7477 | -26.2651 | -144.7593 | -87.2523 | 153.7349 | 35.2407 |  | 1.1605 | 1.1558 | 1.1577 | 1.1711 | 1.1668 | 1.1686 | -0.06795 | -120.1978 | 119.7096 | -0.29226 | -120.4204 | 119.4954
Line1_1_3 | 0.10024 | 0.10488 | 0.10227 | 0.10024 | 0.10488 | 0.10227 | 0.023149 | 0.02422 | 0.023619 | 0.023149 | 0.02422 | 0.023619 | -0.00099368 | -0.0016698 | -0.0023639 | 0.0010932 | 0.0017778 | 0.0024715 | -0.026598 | -0.027678 | -0.026981 | 0.026802 | 0.027896 | 0.02719 | 92.3 | -26.5183 | -145.065 | -87.7 | 153.4817 | 34.935 |  | 1.1498 | 1.1448 | 1.1467 | 1.1588 | 1.1541 | 1.1559 | 0.16053 | -119.9708 | 119.9279 | -0.03554 | -120.1648 | 119.7412
Line2_1_4 | 0.12541 | 0.10195 | 0.099298 | 0.12541 | 0.10195 | 0.099298 | 0.028962 | 0.023544 | 0.022932 | 0.028962 | 0.023544 | 0.022932 | -0.0097044 | -0.0035698 | -0.0044731 | 0.0098624 | 0.003681 | 0.0045627 | -0.031855 | -0.026717 | -0.025913 | 0.032157 | 0.026931 | 0.026113 | 107.1037 | -22.3601 | -140.2782 | -72.8963 | 157.6399 | 39.7218 |  | 1.1498 | 1.1448 | 1.1467 | 1.1614 | 1.1545 | 1.156 | 0.16053 | -119.9708 | 119.9279 | 0.053213 | -120.1431 | 119.8108
Line3_1_5 | 0.11881 | 0.12433 | 0.12152 | 0.11881 | 0.12433 | 0.12152 | 0.027439 | 0.028714 | 0.028064 | 0.027439 | 0.028714 | 0.028064 | -0.0014241 | -0.0021246 | -0.0029797 | 0.0015641 | 0.0022762 | 0.0031314 | -0.031516 | -0.032804 | -0.032043 | 0.031803 | 0.03311 | 0.032337 | 92.7477 | -26.2651 | -144.7593 | -87.2523 | 153.7349 | 35.2407 |  | 1.1498 | 1.1448 | 1.1467 | 1.1605 | 1.1558 | 1.1577 | 0.16053 | -119.9708 | 119.9279 | -0.06795 | -120.1978 | 119.7096
Line4_2_6 | 0.1119 | 0.1171 | 0.11435 | 0.1119 | 0.1171 | 0.11435 | 0.025843 | 0.027043 | 0.026409 | 0.025843 | 0.027043 | 0.026409 | -0.0013788 | -0.0020838 | -0.0028787 | 0.0015029 | 0.0022183 | 0.0030131 | -0.029941 | -0.03117 | -0.03042 | 0.030195 | 0.031441 | 0.03068 | 92.5805 | -26.3608 | -144.8727 | -87.4195 | 153.6392 | 35.1273 |  | 1.1598 | 1.1552 | 1.157 | 1.1699 | 1.1655 | 1.1673 | -0.056045 | -120.1856 | 119.7213 | -0.2689 | -120.3966 | 119.5183
Line5_6_7 | 0.1119 | 0.1171 | 0.11435 | 0.1119 | 0.1171 | 0.11435 | 0.025843 | 0.027043 | 0.026409 | 0.025843 | 0.027043 | 0.026409 | -0.0015029 | -0.0022183 | -0.0030131 | 0.001627 | 0.0023528 | 0.0031475 | -0.030195 | -0.031441 | -0.03068 | 0.030449 | 0.031713 | 0.030941 | 92.5805 | -26.3608 | -144.8727 | -87.4195 | 153.6392 | 35.1273 |  | 1.1699 | 1.1655 | 1.1673 | 1.1799 | 1.1759 | 1.1776 | -0.2689 | -120.3966 | 119.5183 | -0.47813 | -120.6039 | 119.3188
Line6_7_8 | 0 | 0 | 0 | 0 | 0 | 0 | 0 | 0 | 0 | 0 | 0 | 0 | 5.5512e-10 | 8.3753e-10 | 1.6345e-09 | -7.1602e-10 | -8.8587e-10 | -1.4253e-09 | -3.2921e-10 | 7.9032e-10 | -2.632e-11 | 1.7976e-10 | -5.7687e-10 | -3.8921e-11 | 0 | 0 | 0 | 0 | 0 | 0 |  | 1.1799 | 1.1759 | 1.1776 | 1.1799 | 1.1759 | 1.1776 | -0.47813 | -120.6039 | 119.3188 | -0.47813 | -120.6039 | 119.3188
Line7_8_9 | 0 | 0 | 0 | 0 | 0 | 0 | 0 | 0 | 0 | 0 | 0 | 0 | 1.8504e-10 | 2.7918e-10 | 5.4484e-10 | -3.4595e-10 | -3.2751e-10 | -3.356e-10 | -1.0974e-10 | 2.6344e-10 | -8.7735e-12 | -3.9713e-11 | -4.999e-11 | -5.6468e-11 | 0 | 0 | 0 | 0 | 0 | 0 |  | 1.1799 | 1.1759 | 1.1776 | 1.1799 | 1.1759 | 1.1776 | -0.47813 | -120.6039 | 119.3188 | -0.47813 | -120.6039 | 119.3188
Line8_8_10 | 0 | 0 | 0 | 0 | 0 | 0 | 0 | 0 | 0 | 0 | 0 | 0 | 1.8504e-10 | 2.7918e-10 | 5.4484e-10 | -3.4595e-10 | -3.2751e-10 | -3.356e-10 | -1.0974e-10 | 2.6344e-10 | -8.7734e-12 | -3.9713e-11 | -4.999e-11 | -5.6468e-11 | 0 | 0 | 0 | 0 | 0 | 0 |  | 1.1799 | 1.1759 | 1.1776 | 1.1799 | 1.1759 | 1.1776 | -0.47813 | -120.6039 | 119.3188 | -0.47813 | -120.6039 | 119.3188
Line9_3_11 | 0.10024 | 0.10488 | 0.10227 | 0.10024 | 0.10488 | 0.10227 | 0.023149 | 0.02422 | 0.023619 | 0.023149 | 0.02422 | 0.023619 | -0.0010932 | -0.0017778 | -0.0024715 | 0.0011926 | 0.0018857 | 0.002579 | -0.026802 | -0.027896 | -0.02719 | 0.027006 | 0.028113 | 0.027398 | 92.3 | -26.5183 | -145.065 | -87.7 | 153.4817 | 34.935 |  | 1.1588 | 1.1541 | 1.1559 | 1.1677 | 1.1633 | 1.1651 | -0.03554 | -120.1648 | 119.7412 | -0.22859 | -120.3557 | 119.5575

## LLG_min_6
name | pf_ikss_a_from_ka | pf_ikss_b_from_ka | pf_ikss_c_from_ka | pf_ikss_a_to_ka | pf_ikss_b_to_ka | pf_ikss_c_to_ka | pf_skss_a_from_mw | pf_skss_b_from_mw | pf_skss_c_from_mw | pf_skss_a_to_mw | pf_skss_b_to_mw | pf_skss_c_to_mw | pf_p_a_from_mw | pf_p_b_from_mw | pf_p_c_from_mw | pf_p_a_to_mw | pf_p_b_to_mw | pf_p_c_to_mw | pf_q_a_from_mvar | pf_q_b_from_mvar | pf_q_c_from_mvar | pf_q_a_to_mvar | pf_q_b_to_mvar | pf_q_c_to_mvar | pf_ikss_a_from_degree | pf_ikss_b_from_degree | pf_ikss_c_from_degree | pf_ikss_a_to_degree | pf_ikss_b_to_degree | pf_ikss_c_to_degree | 3xI0 | pf_vm_a_from_pu | pf_vm_b_from_pu | pf_vm_c_from_pu | pf_vm_a_to_pu | pf_vm_b_to_pu | pf_vm_c_to_pu | pf_va_a_from_degree | pf_va_b_from_degree | pf_va_c_from_degree | pf_va_a_to_degree | pf_va_b_to_degree | pf_va_c_to_degree
Line0_1_2 | 0.013374 | 0.011526 | 0.015853 | 0.013375 | 0.011526 | 0.015853 | 0.0030887 | 0.0026618 | 0.0036612 | 0.0030887 | 0.0026618 | 0.0036612 | -0.00017884 | 0.0013516 | -0.0022252 | 0.00018066 | -0.0013509 | 0.0022284 | 0.0043414 | -0.00084208 | 4.3619e-05 | -0.0043398 | 0.00084374 | -4.1037e-05 | -92.0757 | -70.687 | -99.3845 | 87.9243 | 109.3127 | 80.6156 |  | 1.4068 | 0.59825 | 0.6079 | 1.4063 | 0.59837 | 0.60877 | 0.28315 | -102.6114 | 79.4925 | 0.30816 | -102.6749 | 79.5606
Line10_11_12 | 0.013342 | 0.011498 | 0.015811 | 0.013342 | 0.011499 | 0.015811 | 0.0030811 | 0.0026555 | 0.0036514 | 0.0030812 | 0.0026555 | 0.0036514 | -0.00017082 | 0.0013452 | -0.0022256 | 0.00017264 | -0.0013445 | 0.0022288 | 0.0043279 | -0.00084627 | 4.3464e-05 | -0.0043262 | 0.00084793 | -4.0896e-05 | -91.9274 | -70.564 | -99.2527 | 88.0727 | 109.4357 | 80.7474 |  | 1.4057 | 0.59849 | 0.60962 | 1.4052 | 0.5986 | 0.61049 | 0.33294 | -102.7381 | 79.6285 | 0.35787 | -102.8014 | 79.6962
Line11_12_13 | 0.013342 | 0.011499 | 0.015811 | 0.013342 | 0.011499 | 0.015811 | 0.0030812 | 0.0026555 | 0.0036514 | 0.0030812 | 0.0026555 | 0.0036515 | -0.00017264 | 0.0013445 | -0.0022288 | 0.00017446 | -0.0013439 | 0.002232 | 0.0043262 | -0.00084792 | 4.0895e-05 | -0.0043246 | 0.00084958 | -3.8328e-05 | -91.9273 | -70.5643 | -99.2526 | 88.0727 | 109.4354 | 80.7475 |  | 1.4052 | 0.5986 | 0.61049 | 1.4047 | 0.59872 | 0.61135 | 0.35787 | -102.8014 | 79.6962 | 0.38282 | -102.8647 | 79.7637
Line12_13_15 | 0 | 0 | 0 | 0 | 0 | 0 | 0 | 0 | 0 | 0 | 0 | 0 | 4.8967e-09 | -6.9211e-08 | 6.8538e-08 | -5.6063e-09 | 4.6819e-08 | -4.5437e-08 | -1.6251e-07 | 1.4903e-08 | -9.8098e-09 | 1.0837e-07 | -9.3211e-09 | 5.1643e-09 | 0 | 0 | 0 | 0 | 0 | 0 |  | 1.4047 | 0.59872 | 0.61135 | 1.4047 | 0.59872 | 0.61135 | 0.38282 | -102.8647 | 79.7637 | 0.38282 | -102.8647 | 79.7637
Line13_13_14 | 0.013343 | 0.011499 | 0.015812 | 0.013343 | 0.011499 | 0.015812 | 0.0030813 | 0.0026556 | 0.0036516 | 0.0030814 | 0.0026557 | 0.0036516 | -0.00017446 | 0.001344 | -0.0022321 | 0.00017628 | -0.0013433 | 0.0022353 | 0.0043247 | -0.0008496 | 3.8336e-05 | -0.0043231 | 0.00085126 | -3.5768e-05 | -91.9273 | -70.5655 | -99.2523 | 88.0727 | 109.4342 | 80.7478 |  | 1.4047 | 0.59872 | 0.61135 | 1.4041 | 0.59884 | 0.61222 | 0.38282 | -102.8647 | 79.7637 | 0.40778 | -102.928 | 79.831
Line14_15_16 | 0 | 0 | 0 | 0 | 0 | 0 | 0 | 0 | 0 | 0 | 0 | 0 | 3.2644e-09 | -4.614e-08 | 4.5692e-08 | -3.9741e-09 | 2.3749e-08 | -2.2591e-08 | -1.0834e-07 | 9.9356e-09 | -6.5399e-09 | 5.4202e-08 | -4.3533e-09 | 1.8944e-09 | 0 | 0 | 0 | 0 | 0 | 0 |  | 1.4047 | 0.59872 | 0.61135 | 1.4047 | 0.59872 | 0.61135 | 0.38282 | -102.8647 | 79.7637 | 0.38282 | -102.8647 | 79.7637
Line15_16_17 | 0 | 0 | 0 | 0 | 0 | 0 | 0 | 0 | 0 | 0 | 0 | 0 | 1.6322e-09 | -2.307e-08 | 2.2846e-08 | -2.3419e-09 | 6.7859e-10 | 2.5525e-10 | -5.4169e-08 | 4.9678e-09 | -3.2699e-09 | 3.2691e-11 | 6.1446e-10 | -1.3756e-09 | 0 | 0 | 0 | 0 | 0 | 0 |  | 1.4047 | 0.59872 | 0.61135 | 1.4047 | 0.59872 | 0.61135 | 0.38282 | -102.8647 | 79.7637 | 0.38282 | -102.8647 | 79.7637
Line16_4_18 | 0 | 2.484 | 2.5487 | 0 | 2.484 | 2.5487 | 0 | 0.57365 | 0.58859 | 0 | 0.57365 | 0.58859 | 2.1377e-09 | 0.11771 | 0.12539 | -2.3177e-09 | -4.5277e-14 | 3.1265e-14 | -5.4811e-08 | 0.12509 | 0.12814 | 3.9427e-11 | -1.018e-14 | 4.8073e-15 | 0 | -149.4512 | 33.9144 | 0 | 30.5488 | -146.0856 |  | 1.4037 | 0.29942 | 0.3046 | 1.4011 | 0 | 0 | 0.38598 | -102.7092 | 79.5347 | 0.46286 | 0 | 0
Line17_5_19 | 0.013392 | 0.011541 | 0.015875 | 0.013392 | 0.011541 | 0.015875 | 0.0030927 | 0.0026652 | 0.0036662 | 0.0030927 | 0.0026652 | 0.0036663 | -0.00018654 | 0.0013535 | -0.0022316 | 0.00018838 | -0.0013529 | 0.0022348 | 0.0043451 | -0.00084332 | 3.8527e-05 | -0.0043434 | 0.00084499 | -3.5938e-05 | -92.1501 | -70.7502 | -99.4503 | 87.8499 | 109.2495 | 80.5498 |  | 1.4063 | 0.59837 | 0.60877 | 1.4057 | 0.59848 | 0.60964 | 0.30822 | -102.675 | 79.5606 | 0.33331 | -102.7387 | 79.6285
Line1_1_3 | 0.013341 | 0.011498 | 0.015811 | 0.013342 | 0.011498 | 0.015811 | 0.0030811 | 0.0026554 | 0.0036513 | 0.0030811 | 0.0026554 | 0.0036514 | -0.00016718 | 0.0013465 | -0.0022191 | 0.000169 | -0.0013458 | 0.0022223 | 0.0043311 | -0.00084295 | 4.8601e-05 | -0.0043295 | 0.00084461 | -4.6034e-05 | -91.9274 | -70.5634 | -99.2528 | 88.0727 | 109.4363 | 80.7473 |  | 1.4068 | 0.59825 | 0.6079 | 1.4063 | 0.59837 | 0.60876 | 0.28315 | -102.6114 | 79.4925 | 0.30804 | -102.6748 | 79.5606
Line2_1_4 | 0.013059 | 2.4823 | 2.5341 | 0.01306 | 2.4823 | 2.5341 | 0.003016 | 0.57327 | 0.58523 | 0.003016 | 0.57327 | 0.58523 | -0.00044001 | 0.23603 | 0.24808 | 0.00044661 | -0.11834 | -0.12421 | 0.0042199 | 0.24881 | 0.25499 | -0.00421 | -0.12433 | -0.12786 | -95.6695 | -149.1218 | 33.7057 | 84.3305 | 30.8782 | -146.2944 |  | 1.4068 | 0.59825 | 0.6079 | 1.4037 | 0.29942 | 0.3046 | 0.28315 | -102.6114 | 79.4925 | 0.38598 | -102.7092 | 79.5347
Line3_1_5 | 0.013391 | 0.01154 | 0.015875 | 0.013392 | 0.011541 | 0.015875 | 0.0030926 | 0.0026651 | 0.0036662 | 0.0030927 | 0.0026652 | 0.0036662 | -0.00018471 | 0.0013542 | -0.0022283 | 0.00018654 | -0.0013535 | 0.0022316 | 0.0043467 | -0.00084164 | 4.1118e-05 | -0.0043451 | 0.00084332 | -3.8529e-05 | -92.1501 | -70.7499 | -99.4504 | 87.8499 | 109.2498 | 80.5497 |  | 1.4068 | 0.59825 | 0.6079 | 1.4063 | 0.59837 | 0.60877 | 0.28315 | -102.6114 | 79.4925 | 0.30822 | -102.675 | 79.5606
Line4_2_6 | 0.013375 | 0.011526 | 0.015853 | 0.013375 | 0.011526 | 0.015854 | 0.0030887 | 0.0026618 | 0.0036612 | 0.0030888 | 0.0026619 | 0.0036612 | -0.00018066 | 0.0013509 | -0.0022284 | 0.00018249 | -0.0013503 | 0.0022317 | 0.0043398 | -0.00084374 | 4.1036e-05 | -0.0043381 | 0.00084541 | -3.8454e-05 | -92.0757 | -70.6873 | -99.3844 | 87.9243 | 109.3124 | 80.6157 |  | 1.4063 | 0.59837 | 0.60877 | 1.4057 | 0.59848 | 0.60963 | 0.30816 | -102.6749 | 79.5606 | 0.33319 | -102.7385 | 79.6285
Line5_6_7 | 0.013375 | 0.011526 | 0.015854 | 0.013375 | 0.011526 | 0.015854 | 0.0030888 | 0.0026619 | 0.0036612 | 0.0030888 | 0.0026619 | 0.0036613 | -0.00018249 | 0.0013503 | -0.0022317 | 0.00018432 | -0.0013496 | 0.0022349 | 0.0043381 | -0.00084541 | 3.8453e-05 | -0.0043365 | 0.00084708 | -3.5871e-05 | -92.0757 | -70.6876 | -99.3844 | 87.9244 | 109.3121 | 80.6158 |  | 1.4057 | 0.59848 | 0.60963 | 1.4052 | 0.5986 | 0.6105 | 0.33319 | -102.7385 | 79.6285 | 0.35824 | -102.802 | 79.6962
Line6_7_8 | 0 | 0 | 0 | 0 | 0 | 0 | 0 | 0 | 0 | 0 | 0 | 0 | 5.0257e-09 | -6.9317e-08 | 6.8528e-08 | -5.6959e-09 | 4.689e-08 | -4.543e-08 | -1.6277e-07 | 1.4762e-08 | -9.8078e-09 | 1.0854e-07 | -9.2247e-09 | 5.163e-09 | 0 | 0 | 0 | 0 | 0 | 0 |  | 1.4052 | 0.5986 | 0.6105 | 1.4052 | 0.5986 | 0.6105 | 0.35824 | -102.802 | 79.6962 | 0.35823 | -102.802 | 79.6962
Line7_8_9 | 0 | 0 | 0 | 0 | 0 | 0 | 0 | 0 | 0 | 0 | 0 | 0 | 1.6752e-09 | -2.3106e-08 | 2.2843e-08 | -2.3455e-09 | 6.7805e-10 | 2.5518e-10 | -5.4256e-08 | 4.9206e-09 | -3.2693e-09 | 3.0604e-11 | 6.1652e-10 | -1.3756e-09 | 0 | 0 | 0 | 0 | 0 | 0 |  | 1.4052 | 0.5986 | 0.6105 | 1.4052 | 0.5986 | 0.6105 | 0.35823 | -102.802 | 79.6962 | 0.35823 | -102.802 | 79.6962
Line8_8_10 | 0 | 0 | 0 | 0 | 0 | 0 | 0 | 0 | 0 | 0 | 0 | 0 | 1.6752e-09 | -2.3106e-08 | 2.2843e-08 | -2.3455e-09 | 6.7805e-10 | 2.5518e-10 | -5.4256e-08 | 4.9206e-09 | -3.2693e-09 | 3.0604e-11 | 6.1652e-10 | -1.3756e-09 | 0 | 0 | 0 | 0 | 0 | 0 |  | 1.4052 | 0.5986 | 0.6105 | 1.4052 | 0.5986 | 0.6105 | 0.35823 | -102.802 | 79.6962 | 0.35823 | -102.802 | 79.6962
Line9_3_11 | 0.013342 | 0.011498 | 0.015811 | 0.013342 | 0.011498 | 0.015811 | 0.0030811 | 0.0026554 | 0.0036514 | 0.0030811 | 0.0026555 | 0.0036514 | -0.000169 | 0.0013458 | -0.0022223 | 0.00017082 | -0.0013452 | 0.0022256 | 0.0043295 | -0.00084461 | 4.6033e-05 | -0.0043279 | 0.00084627 | -4.3465e-05 | -91.9274 | -70.5637 | -99.2528 | 88.0727 | 109.436 | 80.7473 |  | 1.4063 | 0.59837 | 0.60876 | 1.4057 | 0.59849 | 0.60962 | 0.30804 | -102.6748 | 79.5606 | 0.33294 | -102.7381 | 79.6285

## LLG_min_10
name | pf_ikss_a_from_ka | pf_ikss_b_from_ka | pf_ikss_c_from_ka | pf_ikss_a_to_ka | pf_ikss_b_to_ka | pf_ikss_c_to_ka | pf_skss_a_from_mw | pf_skss_b_from_mw | pf_skss_c_from_mw | pf_skss_a_to_mw | pf_skss_b_to_mw | pf_skss_c_to_mw | pf_p_a_from_mw | pf_p_b_from_mw | pf_p_c_from_mw | pf_p_a_to_mw | pf_p_b_to_mw | pf_p_c_to_mw | pf_q_a_from_mvar | pf_q_b_from_mvar | pf_q_c_from_mvar | pf_q_a_to_mvar | pf_q_b_to_mvar | pf_q_c_to_mvar | pf_ikss_a_from_degree | pf_ikss_b_from_degree | pf_ikss_c_from_degree | pf_ikss_a_to_degree | pf_ikss_b_to_degree | pf_ikss_c_to_degree | 3xI0 | pf_vm_a_from_pu | pf_vm_b_from_pu | pf_vm_c_from_pu | pf_vm_a_to_pu | pf_vm_b_to_pu | pf_vm_c_to_pu | pf_va_a_from_degree | pf_va_b_from_degree | pf_va_c_from_degree | pf_va_a_to_degree | pf_va_b_to_degree | pf_va_c_to_degree
Line0_1_2 | 0.01267 | 0.010919 | 0.015019 | 0.012671 | 0.010919 | 0.015019 | 0.0029261 | 0.0025217 | 0.0034685 | 0.0029262 | 0.0025217 | 0.0034685 | -0.00016051 | 0.001213 | -0.0019971 | 0.00016215 | -0.0012125 | 0.002 | 0.0038965 | -0.00075577 | 3.9148e-05 | -0.003895 | 0.00075727 | -3.6831e-05 | -92.0757 | -70.687 | -99.3845 | 87.9243 | 109.3127 | 80.6156 |  | 1.3327 | 0.56676 | 0.57591 | 1.3322 | 0.56687 | 0.57673 | 0.28315 | -102.6114 | 79.4925 | 0.30816 | -102.6749 | 79.5606
Line10_11_12 | 0.012639 | 0.010893 | 0.014979 | 0.01264 | 0.010893 | 0.014979 | 0.002919 | 0.0025157 | 0.0034592 | 0.002919 | 0.0025157 | 0.0034593 | -0.00015331 | 0.0012073 | -0.0019975 | 0.00015494 | -0.0012067 | 0.0020003 | 0.0038843 | -0.00075953 | 3.9009e-05 | -0.0038828 | 0.00076102 | -3.6705e-05 | -91.9274 | -70.564 | -99.2527 | 88.0727 | 109.4357 | 80.7474 |  | 1.3317 | 0.56699 | 0.57754 | 1.3312 | 0.5671 | 0.57836 | 0.33294 | -102.7381 | 79.6285 | 0.35787 | -102.8014 | 79.6962
Line11_12_13 | 0.01264 | 0.010893 | 0.014979 | 0.01264 | 0.010894 | 0.014979 | 0.002919 | 0.0025157 | 0.0034593 | 0.002919 | 0.0025158 | 0.0034593 | -0.00015495 | 0.0012067 | -0.0020003 | 0.00015658 | -0.0012062 | 0.0020032 | 0.0038828 | -0.00076102 | 3.6704e-05 | -0.0038813 | 0.00076251 | -3.4399e-05 | -91.9273 | -70.5643 | -99.2526 | 88.0727 | 109.4354 | 80.7475 |  | 1.3312 | 0.5671 | 0.57836 | 1.3307 | 0.56721 | 0.57917 | 0.35787 | -102.8014 | 79.6962 | 0.38282 | -102.8647 | 79.7637
Line12_13_15 | 0 | 0 | 0 | 0 | 0 | 0 | 0 | 0 | 0 | 0 | 0 | 0 | 4.3948e-09 | -6.2117e-08 | 6.1513e-08 | -5.0317e-09 | 4.202e-08 | -4.078e-08 | -1.4585e-07 | 1.3376e-08 | -8.8044e-09 | 9.7264e-08 | -8.3658e-09 | 4.635e-09 | 0 | 0 | 0 | 0 | 0 | 0 |  | 1.3307 | 0.56721 | 0.57917 | 1.3307 | 0.56721 | 0.57917 | 0.38282 | -102.8647 | 79.7637 | 0.38282 | -102.8647 | 79.7637
Line13_13_14 | 0.01264 | 0.010894 | 0.01498 | 0.01264 | 0.010894 | 0.01498 | 0.0029192 | 0.0025159 | 0.0034594 | 0.0029192 | 0.0025159 | 0.0034594 | -0.00015658 | 0.0012062 | -0.0020033 | 0.00015821 | -0.0012056 | 0.0020062 | 0.0038815 | -0.00076252 | 3.4407e-05 | -0.00388 | 0.00076401 | -3.2102e-05 | -91.9273 | -70.5655 | -99.2523 | 88.0727 | 109.4342 | 80.7478 |  | 1.3307 | 0.56721 | 0.57917 | 1.3302 | 0.56732 | 0.57999 | 0.38282 | -102.8647 | 79.7637 | 0.40778 | -102.928 | 79.831
Line14_15_16 | 0 | 0 | 0 | 0 | 0 | 0 | 0 | 0 | 0 | 0 | 0 | 0 | 2.9299e-09 | -4.1411e-08 | 4.1009e-08 | -3.5668e-09 | 2.1315e-08 | -2.0275e-08 | -9.7234e-08 | 8.9173e-09 | -5.8696e-09 | 4.8647e-08 | -3.9072e-09 | 1.7002e-09 | 0 | 0 | 0 | 0 | 0 | 0 |  | 1.3307 | 0.56721 | 0.57917 | 1.3307 | 0.56721 | 0.57917 | 0.38282 | -102.8647 | 79.7637 | 0.38282 | -102.8647 | 79.7637
Line15_16_17 | 0 | 0 | 0 | 0 | 0 | 0 | 0 | 0 | 0 | 0 | 0 | 0 | 1.4649e-09 | -2.0706e-08 | 2.0504e-08 | -2.1018e-09 | 6.0904e-10 | 2.2908e-10 | -4.8617e-08 | 4.4586e-09 | -2.9348e-09 | 2.9341e-11 | 5.5148e-10 | -1.2346e-09 | 0 | 0 | 0 | 0 | 0 | 0 |  | 1.3307 | 0.56721 | 0.57917 | 1.3307 | 0.56721 | 0.57917 | 0.38282 | -102.8647 | 79.7637 | 0.38282 | -102.8647 | 79.7637
Line16_4_18 | 0 | 2.3532 | 2.4145 | 0 | 2.3532 | 2.4145 | 0 | 0.54346 | 0.55761 | 0 | 0.54346 | 0.55761 | 1.9186e-09 | 0.10564 | 0.11254 | -2.0801e-09 | -4.1027e-14 | 2.8261e-14 | -4.9193e-08 | 0.11227 | 0.11501 | 3.5386e-11 | -8.8548e-15 | 3.9758e-15 | 0 | -149.4512 | 33.9144 | 0 | 30.5488 | -146.0856 |  | 1.3298 | 0.28366 | 0.28857 | 1.3274 | 0 | 0 | 0.38598 | -102.7092 | 79.5347 | 0.46286 | 0 | 0
Line17_5_19 | 0.012687 | 0.010933 | 0.01504 | 0.012687 | 0.010933 | 0.01504 | 0.0029299 | 0.0025249 | 0.0034733 | 0.0029299 | 0.0025249 | 0.0034733 | -0.00016742 | 0.0012148 | -0.0020028 | 0.00016907 | -0.0012142 | 0.0020057 | 0.0038997 | -0.00075688 | 3.4578e-05 | -0.0038982 | 0.00075838 | -3.2255e-05 | -92.1501 | -70.7502 | -99.4503 | 87.8499 | 109.2495 | 80.5498 |  | 1.3322 | 0.56687 | 0.57673 | 1.3317 | 0.56698 | 0.57755 | 0.30822 | -102.675 | 79.5606 | 0.33331 | -102.7387 | 79.6285
Line1_1_3 | 0.012639 | 0.010893 | 0.014979 | 0.012639 | 0.010893 | 0.014979 | 0.0029189 | 0.0025156 | 0.0034592 | 0.0029189 | 0.0025157 | 0.0034592 | -0.00015005 | 0.0012085 | -0.0019917 | 0.00015168 | -0.0012079 | 0.0019946 | 0.0038872 | -0.00075655 | 4.362e-05 | -0.0038858 | 0.00075804 | -4.1316e-05 | -91.9274 | -70.5634 | -99.2528 | 88.0727 | 109.4363 | 80.7473 |  | 1.3327 | 0.56676 | 0.57591 | 1.3322 | 0.56687 | 0.57672 | 0.28315 | -102.6114 | 79.4925 | 0.30804 | -102.6748 | 79.5606
Line2_1_4 | 0.012372 | 2.3517 | 2.4008 | 0.012372 | 2.3517 | 2.4008 | 0.0028572 | 0.54309 | 0.55443 | 0.0028573 | 0.54309 | 0.55443 | -0.00039491 | 0.21184 | 0.22266 | 0.00040083 | -0.10622 | -0.11148 | 0.0037874 | 0.22331 | 0.22886 | -0.0037785 | -0.11159 | -0.11476 | -95.6695 | -149.1218 | 33.7057 | 84.3305 | 30.8782 | -146.2944 |  | 1.3327 | 0.56676 | 0.57591 | 1.3298 | 0.28366 | 0.28857 | 0.28315 | -102.6114 | 79.4925 | 0.38598 | -102.7092 | 79.5347
Line3_1_5 | 0.012687 | 0.010933 | 0.01504 | 0.012687 | 0.010933 | 0.01504 | 0.0029299 | 0.0025249 | 0.0034732 | 0.0029299 | 0.0025249 | 0.0034733 | -0.00016578 | 0.0012154 | -0.0019999 | 0.00016742 | -0.0012148 | 0.0020028 | 0.0039012 | -0.00075538 | 3.6903e-05 | -0.0038997 | 0.00075688 | -3.458e-05 | -92.1501 | -70.7499 | -99.4504 | 87.8499 | 109.2498 | 80.5497 |  | 1.3327 | 0.56676 | 0.57591 | 1.3322 | 0.56687 | 0.57673 | 0.28315 | -102.6114 | 79.4925 | 0.30822 | -102.675 | 79.5606
Line4_2_6 | 0.012671 | 0.010919 | 0.015019 | 0.012671 | 0.01092 | 0.015019 | 0.0029262 | 0.0025217 | 0.0034685 | 0.0029262 | 0.0025218 | 0.0034685 | -0.00016215 | 0.0012125 | -0.002 | 0.00016379 | -0.0012119 | 0.0020029 | 0.003895 | -0.00075726 | 3.683e-05 | -0.0038935 | 0.00075876 | -3.4513e-05 | -92.0757 | -70.6873 | -99.3844 | 87.9243 | 109.3124 | 80.6157 |  | 1.3322 | 0.56687 | 0.57673 | 1.3317 | 0.56698 | 0.57755 | 0.30816 | -102.6749 | 79.5606 | 0.33319 | -102.7385 | 79.6285
Line5_6_7 | 0.012671 | 0.01092 | 0.015019 | 0.012671 | 0.01092 | 0.015019 | 0.0029262 | 0.0025218 | 0.0034685 | 0.0029262 | 0.0025218 | 0.0034686 | -0.00016379 | 0.0012119 | -0.0020029 | 0.00016543 | -0.0012113 | 0.0020058 | 0.0038935 | -0.00075876 | 3.4512e-05 | -0.003892 | 0.00076026 | -3.2194e-05 | -92.0757 | -70.6876 | -99.3844 | 87.9244 | 109.3121 | 80.6158 |  | 1.3317 | 0.56698 | 0.57755 | 1.3312 | 0.5671 | 0.57837 | 0.33319 | -102.7385 | 79.6285 | 0.35824 | -102.802 | 79.6962
Line6_7_8 | 0 | 0 | 0 | 0 | 0 | 0 | 0 | 0 | 0 | 0 | 0 | 0 | 4.5106e-09 | -6.2213e-08 | 6.1504e-08 | -5.1121e-09 | 4.2084e-08 | -4.0774e-08 | -1.4608e-07 | 1.3249e-08 | -8.8026e-09 | 9.7417e-08 | -8.2793e-09 | 4.6338e-09 | 0 | 0 | 0 | 0 | 0 | 0 |  | 1.3312 | 0.5671 | 0.57837 | 1.3312 | 0.5671 | 0.57837 | 0.35824 | -102.802 | 79.6962 | 0.35823 | -102.802 | 79.6962
Line7_8_9 | 0 | 0 | 0 | 0 | 0 | 0 | 0 | 0 | 0 | 0 | 0 | 0 | 1.5035e-09 | -2.0738e-08 | 2.0501e-08 | -2.1051e-09 | 6.0855e-10 | 2.2902e-10 | -4.8695e-08 | 4.4163e-09 | -2.9342e-09 | 2.7467e-11 | 5.5333e-10 | -1.2346e-09 | 0 | 0 | 0 | 0 | 0 | 0 |  | 1.3312 | 0.5671 | 0.57837 | 1.3312 | 0.5671 | 0.57837 | 0.35823 | -102.802 | 79.6962 | 0.35823 | -102.802 | 79.6962
Line8_8_10 | 0 | 0 | 0 | 0 | 0 | 0 | 0 | 0 | 0 | 0 | 0 | 0 | 1.5035e-09 | -2.0738e-08 | 2.0501e-08 | -2.1051e-09 | 6.0855e-10 | 2.2902e-10 | -4.8695e-08 | 4.4163e-09 | -2.9342e-09 | 2.7467e-11 | 5.5333e-10 | -1.2346e-09 | 0 | 0 | 0 | 0 | 0 | 0 |  | 1.3312 | 0.5671 | 0.57837 | 1.3312 | 0.5671 | 0.57837 | 0.35823 | -102.802 | 79.6962 | 0.35823 | -102.802 | 79.6962
Line9_3_11 | 0.012639 | 0.010893 | 0.014979 | 0.012639 | 0.010893 | 0.014979 | 0.0029189 | 0.0025157 | 0.0034592 | 0.002919 | 0.0025157 | 0.0034592 | -0.00015168 | 0.0012079 | -0.0019946 | 0.00015331 | -0.0012073 | 0.0019975 | 0.0038858 | -0.00075804 | 4.1315e-05 | -0.0038843 | 0.00075953 | -3.901e-05 | -91.9274 | -70.5637 | -99.2528 | 88.0727 | 109.436 | 80.7473 |  | 1.3322 | 0.56687 | 0.57672 | 1.3317 | 0.56699 | 0.57754 | 0.30804 | -102.6748 | 79.5606 | 0.33294 | -102.7381 | 79.6285

## LLG_min_fault_6
name | pf_ikss_a_from_ka | pf_ikss_b_from_ka | pf_ikss_c_from_ka | pf_ikss_a_to_ka | pf_ikss_b_to_ka | pf_ikss_c_to_ka | pf_skss_a_from_mw | pf_skss_b_from_mw | pf_skss_c_from_mw | pf_skss_a_to_mw | pf_skss_b_to_mw | pf_skss_c_to_mw | pf_p_a_from_mw | pf_p_b_from_mw | pf_p_c_from_mw | pf_p_a_to_mw | pf_p_b_to_mw | pf_p_c_to_mw | pf_q_a_from_mvar | pf_q_b_from_mvar | pf_q_c_from_mvar | pf_q_a_to_mvar | pf_q_b_to_mvar | pf_q_c_to_mvar | pf_ikss_a_from_degree | pf_ikss_b_from_degree | pf_ikss_c_from_degree | pf_ikss_a_to_degree | pf_ikss_b_to_degree | pf_ikss_c_to_degree | 3xI0 | pf_vm_a_from_pu | pf_vm_b_from_pu | pf_vm_c_from_pu | pf_vm_a_to_pu | pf_vm_b_to_pu | pf_vm_c_to_pu | pf_va_a_from_degree | pf_va_b_from_degree | pf_va_c_from_degree | pf_va_a_to_degree | pf_va_b_to_degree | pf_va_c_to_degree
Line0_1_2 | 0.0021891 | 0.0021973 | 0.0022259 | 0.0021892 | 0.0021973 | 0.002226 | 0.00050556 | 0.00050744 | 0.00051406 | 0.00050557 | 0.00050744 | 0.00051407 | 0.00025125 | 0.00021827 | -0.00048739 | -0.00025121 | -0.00021823 | 0.00048744 | 0.00044758 | -0.00039065 | 4.7639e-05 | -0.00044754 | 0.00039071 | -4.759e-05 | -58.4542 | -56.9825 | -59.0869 | 121.5458 | 123.0175 | 120.9131 |  | 1.0153 | 0.88188 | 0.95264 | 1.0151 | 0.88192 | 0.95272 | 2.2383 | -117.7884 | 115.3305 | 2.2402 | -117.7965 | 115.3368
Line10_11_12 | 0.0021837 | 0.0021918 | 0.0022204 | 0.0021837 | 0.0021918 | 0.0022204 | 0.0005043 | 0.00050617 | 0.00051277 | 0.00050431 | 0.00050618 | 0.00051277 | 0.0002516 | 0.00021672 | -0.00048615 | -0.00025156 | -0.00021668 | 0.0004862 | 0.00044578 | -0.00039029 | 4.8577e-05 | -0.00044573 | 0.00039034 | -4.8528e-05 | -58.3172 | -56.8473 | -58.9507 | 121.6828 | 123.1527 | 121.0493 |  | 1.015 | 0.88196 | 0.95281 | 1.0149 | 0.882 | 0.95289 | 2.242 | -117.8046 | 115.3431 | 2.2439 | -117.8127 | 115.3494
Line11_12_13 | 0.0021837 | 0.0021918 | 0.0022204 | 0.0021837 | 0.0021919 | 0.0022204 | 0.00050431 | 0.00050618 | 0.00051277 | 0.00050432 | 0.00050619 | 0.00051278 | 0.00025156 | 0.00021668 | -0.0004862 | -0.00025151 | -0.00021664 | 0.00048626 | 0.00044573 | -0.00039034 | 4.8528e-05 | -0.00044569 | 0.0003904 | -4.848e-05 | -58.3172 | -56.8474 | -58.9508 | 121.6828 | 123.1526 | 121.0493 |  | 1.0149 | 0.882 | 0.95289 | 1.0148 | 0.88204 | 0.95298 | 2.2439 | -117.8127 | 115.3494 | 2.2458 | -117.8207 | 115.3557
Line12_13_15 | 0 | 0 | 0 | 0 | 0 | 0 | 0 | 0 | 0 | 0 | 0 | 0 | -8.8877e-09 | -9.1788e-09 | 1.8209e-08 | 5.6815e-09 | 6.3368e-09 | -1.2161e-08 | -1.7318e-08 | 1.4246e-08 | -1.2717e-09 | 1.1684e-08 | -9.3804e-09 | 5.7904e-10 | 0 | 0 | 0 | 0 | 0 | 0 |  | 1.0148 | 0.88204 | 0.95298 | 1.0148 | 0.88204 | 0.95298 | 2.2458 | -117.8207 | 115.3557 | 2.2458 | -117.8207 | 115.3557
Line13_13_14 | 0.0021838 | 0.0021919 | 0.0022205 | 0.0021839 | 0.002192 | 0.0022205 | 0.00050433 | 0.00050621 | 0.0005128 | 0.00050434 | 0.00050621 | 0.00051281 | 0.00025152 | 0.00021665 | -0.00048628 | -0.00025148 | -0.0002166 | 0.00048633 | 0.00044571 | -0.00039041 | 4.8481e-05 | -0.00044567 | 0.00039046 | -4.8432e-05 | -58.3174 | -56.8475 | -58.9508 | 121.6826 | 123.1524 | 121.0492 |  | 1.0148 | 0.88204 | 0.95298 | 1.0146 | 0.88208 | 0.95306 | 2.2458 | -117.8207 | 115.3557 | 2.2476 | -117.8288 | 115.362
Line14_15_16 | 0 | 0 | 0 | 0 | 0 | 0 | 0 | 0 | 0 | 0 | 0 | 0 | -5.9252e-09 | -6.1192e-09 | 1.2139e-08 | 2.7189e-09 | 3.2772e-09 | -6.0909e-09 | -1.1545e-08 | 9.4973e-09 | -8.4782e-10 | 5.9112e-09 | -4.6318e-09 | 1.5513e-10 | 0 | 0 | 0 | 0 | 0 | 0 |  | 1.0148 | 0.88204 | 0.95298 | 1.0148 | 0.88204 | 0.95298 | 2.2458 | -117.8207 | 115.3557 | 2.2458 | -117.8207 | 115.3557
Line15_16_17 | 0 | 0 | 0 | 0 | 0 | 0 | 0 | 0 | 0 | 0 | 0 | 0 | -2.9626e-09 | -3.0596e-09 | 6.0696e-09 | -2.4371e-10 | 2.1757e-10 | -2.1298e-11 | -5.7727e-09 | 4.7486e-09 | -4.2391e-10 | 1.3851e-10 | 1.1683e-10 | -2.6878e-10 | 0 | 0 | 0 | 0 | 0 | 0 |  | 1.0148 | 0.88204 | 0.95298 | 1.0148 | 0.88204 | 0.95298 | 2.2458 | -117.8207 | 115.3557 | 2.2458 | -117.8207 | 115.3557
Line16_4_18 | 0 | 0.028593 | 0.030891 | 0 | 0.028593 | 0.030891 | 0 | 0.0066033 | 0.007134 | 0 | 0.0066033 | 0.007134 | -2.9488e-09 | 0.0041002 | 0.0047906 | -2.4101e-10 | -0.0040878 | -0.0047713 | -5.8721e-09 | 0.0041055 | 0.0047867 | 1.3851e-10 | -0.0040878 | -0.0047713 | 0 | -162.8696 | 70.3834 | 0 | 17.1304 | -109.6167 |  | 1.0146 | 0.8787 | 0.94929 | 1.0141 | 0.87548 | 0.94584 | 2.2438 | -117.833 | 115.3599 | 2.2473 | -117.8696 | 115.3833
Line17_5_19 | 0.002192 | 0.0022001 | 0.0022289 | 0.002192 | 0.0022002 | 0.0022289 | 0.00050622 | 0.0005081 | 0.00051474 | 0.00050623 | 0.00050811 | 0.00051475 | 0.00025099 | 0.00021898 | -0.00048814 | -0.00025095 | -0.00021894 | 0.00048819 | 0.00044842 | -0.00039095 | 4.7069e-05 | -0.00044838 | 0.00039101 | -4.702e-05 | -58.5231 | -57.0506 | -59.1554 | 121.4769 | 122.9494 | 120.8446 |  | 1.0151 | 0.88192 | 0.95272 | 1.015 | 0.88196 | 0.95281 | 2.2402 | -117.7965 | 115.3368 | 2.2421 | -117.8046 | 115.3431
Line1_1_3 | 0.0021836 | 0.0021917 | 0.0022203 | 0.0021837 | 0.0021918 | 0.0022203 | 0.00050429 | 0.00050616 | 0.00051276 | 0.0005043 | 0.00050617 | 0.00051276 | 0.00025169 | 0.00021681 | -0.00048604 | -0.00025164 | -0.00021676 | 0.00048609 | 0.00044586 | -0.00039018 | 4.8674e-05 | -0.00044582 | 0.00039024 | -4.8625e-05 | -58.3171 | -56.8472 | -58.9507 | 121.6829 | 123.1528 | 121.0493 |  | 1.0153 | 0.88188 | 0.95264 | 1.0151 | 0.88192 | 0.95272 | 2.2383 | -117.7884 | 115.3305 | 2.2402 | -117.7965 | 115.3368
Line2_1_4 | 0.0021862 | 0.028032 | 0.029469 | 0.0021862 | 0.028032 | 0.029469 | 0.00050488 | 0.0064736 | 0.0068055 | 0.00050488 | 0.0064736 | 0.0068055 | 0.00024821 | 0.0043291 | 0.0043185 | -0.00024801 | -0.0043165 | -0.0043008 | 0.00044848 | 0.0037216 | 0.0048355 | -0.00044822 | -0.0037048 | -0.0048207 | -58.7992 | -158.4726 | 67.0979 | 121.2008 | 21.5274 | -112.9022 |  | 1.0153 | 0.88188 | 0.95264 | 1.0146 | 0.8787 | 0.94929 | 2.2383 | -117.7884 | 115.3305 | 2.2438 | -117.833 | 115.3599
Line3_1_5 | 0.002192 | 0.0022001 | 0.0022289 | 0.002192 | 0.0022001 | 0.0022289 | 0.00050621 | 0.00050809 | 0.00051473 | 0.00050622 | 0.0005081 | 0.00051474 | 0.00025104 | 0.00021902 | -0.00048808 | -0.00025099 | -0.00021898 | 0.00048814 | 0.00044846 | -0.0003909 | 4.7118e-05 | -0.00044842 | 0.00039095 | -4.7069e-05 | -58.523 | -57.0505 | -59.1554 | 121.477 | 122.9495 | 120.8446 |  | 1.0153 | 0.88188 | 0.95264 | 1.0151 | 0.88192 | 0.95272 | 2.2383 | -117.7884 | 115.3305 | 2.2402 | -117.7965 | 115.3368
Line4_2_6 | 0.0021892 | 0.0021973 | 0.002226 | 0.0021892 | 0.0021973 | 0.002226 | 0.00050557 | 0.00050744 | 0.00051407 | 0.00050557 | 0.00050745 | 0.00051407 | 0.00025121 | 0.00021823 | -0.00048744 | -0.00025116 | -0.00021819 | 0.0004875 | 0.00044754 | -0.0003907 | 4.759e-05 | -0.0004475 | 0.00039076 | -4.7541e-05 | -58.4542 | -56.9825 | -59.087 | 121.5458 | 123.0174 | 120.913 |  | 1.0151 | 0.88192 | 0.95272 | 1.015 | 0.88196 | 0.95281 | 2.2402 | -117.7965 | 115.3368 | 2.2421 | -117.8046 | 115.3431
Line5_6_7 | 0.0021892 | 0.0021973 | 0.002226 | 0.0021892 | 0.0021973 | 0.002226 | 0.00050557 | 0.00050745 | 0.00051407 | 0.00050558 | 0.00050746 | 0.00051408 | 0.00025116 | 0.00021819 | -0.0004875 | -0.00025112 | -0.00021815 | 0.00048755 | 0.0004475 | -0.00039076 | 4.7541e-05 | -0.00044746 | 0.00039081 | -4.7492e-05 | -58.4542 | -56.9826 | -59.087 | 121.5458 | 123.0174 | 120.913 |  | 1.015 | 0.88196 | 0.95281 | 1.0149 | 0.882 | 0.95289 | 2.2421 | -117.8046 | 115.3431 | 2.244 | -117.8127 | 115.3494
Line6_7_8 | 0 | 0 | 0 | 0 | 0 | 0 | 0 | 0 | 0 | 0 | 0 | 0 | -8.8801e-09 | -9.2086e-09 | 1.8231e-08 | 5.6759e-09 | 6.3567e-09 | -1.2175e-08 | -1.7352e-08 | 1.4251e-08 | -1.2537e-09 | 1.1706e-08 | -9.3834e-09 | 5.667e-10 | 0 | 0 | 0 | 0 | 0 | 0 |  | 1.0149 | 0.882 | 0.95289 | 1.0149 | 0.882 | 0.95289 | 2.244 | -117.8127 | 115.3494 | 2.244 | -117.8127 | 115.3494
Line7_8_9 | 0 | 0 | 0 | 0 | 0 | 0 | 0 | 0 | 0 | 0 | 0 | 0 | -2.96e-09 | -3.0695e-09 | 6.0771e-09 | -2.442e-10 | 2.1768e-10 | -2.1035e-11 | -5.784e-09 | 4.7503e-09 | -4.1791e-10 | 1.3842e-10 | 1.1726e-10 | -2.6912e-10 | 0 | 0 | 0 | 0 | 0 | 0 |  | 1.0149 | 0.882 | 0.95289 | 1.0149 | 0.882 | 0.95289 | 2.244 | -117.8127 | 115.3494 | 2.244 | -117.8127 | 115.3494
Line8_8_10 | 0 | 0 | 0 | 0 | 0 | 0 | 0 | 0 | 0 | 0 | 0 | 0 | -2.96e-09 | -3.0695e-09 | 6.0771e-09 | -2.442e-10 | 2.1768e-10 | -2.1035e-11 | -5.784e-09 | 4.7503e-09 | -4.1791e-10 | 1.3842e-10 | 1.1726e-10 | -2.6912e-10 | 0 | 0 | 0 | 0 | 0 | 0 |  | 1.0149 | 0.882 | 0.95289 | 1.0149 | 0.882 | 0.95289 | 2.244 | -117.8127 | 115.3494 | 2.244 | -117.8127 | 115.3494
Line9_3_11 | 0.0021837 | 0.0021918 | 0.0022203 | 0.0021837 | 0.0021918 | 0.0022204 | 0.0005043 | 0.00050617 | 0.00051276 | 0.0005043 | 0.00050617 | 0.00051277 | 0.00025164 | 0.00021676 | -0.00048609 | -0.0002516 | -0.00021672 | 0.00048615 | 0.00044582 | -0.00039024 | 4.8625e-05 | -0.00044578 | 0.00039029 | -4.8577e-05 | -58.3172 | -56.8473 | -58.9507 | 121.6828 | 123.1527 | 121.0493 |  | 1.0151 | 0.88192 | 0.95272 | 1.015 | 0.88196 | 0.95281 | 2.2402 | -117.7965 | 115.3368 | 2.242 | -117.8046 | 115.3431

## LLG_min_fault_10
name | pf_ikss_a_from_ka | pf_ikss_b_from_ka | pf_ikss_c_from_ka | pf_ikss_a_to_ka | pf_ikss_b_to_ka | pf_ikss_c_to_ka | pf_skss_a_from_mw | pf_skss_b_from_mw | pf_skss_c_from_mw | pf_skss_a_to_mw | pf_skss_b_to_mw | pf_skss_c_to_mw | pf_p_a_from_mw | pf_p_b_from_mw | pf_p_c_from_mw | pf_p_a_to_mw | pf_p_b_to_mw | pf_p_c_to_mw | pf_q_a_from_mvar | pf_q_b_from_mvar | pf_q_c_from_mvar | pf_q_a_to_mvar | pf_q_b_to_mvar | pf_q_c_to_mvar | pf_ikss_a_from_degree | pf_ikss_b_from_degree | pf_ikss_c_from_degree | pf_ikss_a_to_degree | pf_ikss_b_to_degree | pf_ikss_c_to_degree | 3xI0 | pf_vm_a_from_pu | pf_vm_b_from_pu | pf_vm_c_from_pu | pf_vm_a_to_pu | pf_vm_b_to_pu | pf_vm_c_to_pu | pf_va_a_from_degree | pf_va_b_from_degree | pf_va_c_from_degree | pf_va_a_to_degree | pf_va_b_to_degree | pf_va_c_to_degree
Line0_1_2 | 0.0020739 | 0.0020816 | 0.0021088 | 0.0020739 | 0.0020816 | 0.0021088 | 0.00047895 | 0.00048073 | 0.000487 | 0.00047896 | 0.00048074 | 0.00048701 | 0.0002255 | 0.0001959 | -0.00043744 | -0.00022546 | -0.00019587 | 0.00043749 | 0.00040171 | -0.00035061 | 4.2756e-05 | -0.00040167 | 0.00035066 | -4.2712e-05 | -58.4542 | -56.9825 | -59.0869 | 121.5458 | 123.0175 | 120.9131 |  | 0.96184 | 0.83546 | 0.9025 | 0.96172 | 0.8355 | 0.90258 | 2.2383 | -117.7884 | 115.3305 | 2.2402 | -117.7965 | 115.3368
Line10_11_12 | 0.0020688 | 0.0020764 | 0.0021035 | 0.0020688 | 0.0020765 | 0.0021035 | 0.00047776 | 0.00047953 | 0.00048578 | 0.00047777 | 0.00047954 | 0.00048579 | 0.00022581 | 0.00019451 | -0.00043632 | -0.00022577 | -0.00019447 | 0.00043637 | 0.00040009 | -0.00035029 | 4.3598e-05 | -0.00040005 | 0.00035034 | -4.3554e-05 | -58.3172 | -56.8473 | -58.9507 | 121.6828 | 123.1527 | 121.0493 |  | 0.9616 | 0.83554 | 0.90266 | 0.96148 | 0.83558 | 0.90274 | 2.242 | -117.8046 | 115.3431 | 2.2439 | -117.8127 | 115.3494
Line11_12_13 | 0.0020688 | 0.0020765 | 0.0021035 | 0.0020688 | 0.0020765 | 0.0021035 | 0.00047777 | 0.00047954 | 0.00048579 | 0.00047777 | 0.00047954 | 0.00048579 | 0.00022577 | 0.00019447 | -0.00043637 | -0.00022574 | -0.00019443 | 0.00043642 | 0.00040005 | -0.00035034 | 4.3554e-05 | -0.00040001 | 0.00035038 | -4.3511e-05 | -58.3172 | -56.8474 | -58.9508 | 121.6828 | 123.1526 | 121.0493 |  | 0.96148 | 0.83558 | 0.90274 | 0.96136 | 0.83562 | 0.90282 | 2.2439 | -117.8127 | 115.3494 | 2.2458 | -117.8207 | 115.3557
Line12_13_15 | 0 | 0 | 0 | 0 | 0 | 0 | 0 | 0 | 0 | 0 | 0 | 0 | -7.9768e-09 | -8.238e-09 | 1.6343e-08 | 5.0991e-09 | 5.6873e-09 | -1.0914e-08 | -1.5543e-08 | 1.2786e-08 | -1.1414e-09 | 1.0486e-08 | -8.419e-09 | 5.1969e-10 | 0 | 0 | 0 | 0 | 0 | 0 |  | 0.96136 | 0.83562 | 0.90282 | 0.96136 | 0.83562 | 0.90282 | 2.2458 | -117.8207 | 115.3557 | 2.2458 | -117.8207 | 115.3557
Line13_13_14 | 0.0020689 | 0.0020766 | 0.0021036 | 0.0020689 | 0.0020766 | 0.0021036 | 0.00047779 | 0.00047956 | 0.00048581 | 0.0004778 | 0.00047957 | 0.00048582 | 0.00022574 | 0.00019444 | -0.00043644 | -0.00022571 | -0.0001944 | 0.00043648 | 0.00040003 | -0.0003504 | 4.3512e-05 | -0.00039999 | 0.00035044 | -4.3468e-05 | -58.3174 | -56.8475 | -58.9508 | 121.6826 | 123.1524 | 121.0492 |  | 0.96136 | 0.83562 | 0.90282 | 0.96124 | 0.83566 | 0.9029 | 2.2458 | -117.8207 | 115.3557 | 2.2476 | -117.8288 | 115.362
Line14_15_16 | 0 | 0 | 0 | 0 | 0 | 0 | 0 | 0 | 0 | 0 | 0 | 0 | -5.3179e-09 | -5.492e-09 | 1.0895e-08 | 2.4402e-09 | 2.9413e-09 | -5.4666e-09 | -1.0362e-08 | 8.5239e-09 | -7.6092e-10 | 5.3053e-09 | -4.1571e-09 | 1.3923e-10 | 0 | 0 | 0 | 0 | 0 | 0 |  | 0.96136 | 0.83562 | 0.90282 | 0.96136 | 0.83562 | 0.90282 | 2.2458 | -117.8207 | 115.3557 | 2.2458 | -117.8207 | 115.3557
Line15_16_17 | 0 | 0 | 0 | 0 | 0 | 0 | 0 | 0 | 0 | 0 | 0 | 0 | -2.6589e-09 | -2.746e-09 | 5.4475e-09 | -2.1873e-10 | 1.9527e-10 | -1.9115e-11 | -5.181e-09 | 4.2619e-09 | -3.8046e-10 | 1.2432e-10 | 1.0486e-10 | -2.4123e-10 | 0 | 0 | 0 | 0 | 0 | 0 |  | 0.96136 | 0.83562 | 0.90282 | 0.96136 | 0.83562 | 0.90282 | 2.2458 | -117.8207 | 115.3557 | 2.2458 | -117.8207 | 115.3557
Line16_4_18 | 0 | 0.027088 | 0.029265 | 0 | 0.027088 | 0.029265 | 0 | 0.0062558 | 0.0067585 | 0 | 0.0062558 | 0.0067585 | -2.6466e-09 | 0.00368 | 0.0042996 | -2.1631e-10 | -0.0036689 | -0.0042823 | -5.2702e-09 | 0.0036847 | 0.0042961 | 1.2432e-10 | -0.0036689 | -0.0042823 | 0 | -162.8696 | 70.3834 | 0 | 17.1304 | -109.6167 |  | 0.96122 | 0.83245 | 0.89932 | 0.96071 | 0.8294 | 0.89606 | 2.2438 | -117.833 | 115.3599 | 2.2473 | -117.8696 | 115.3833
Line17_5_19 | 0.0020766 | 0.0020843 | 0.0021116 | 0.0020767 | 0.0020844 | 0.0021116 | 0.00047958 | 0.00048136 | 0.00048765 | 0.00047958 | 0.00048136 | 0.00048765 | 0.00022527 | 0.00019654 | -0.00043811 | -0.00022523 | -0.0001965 | 0.00043816 | 0.00040246 | -0.00035088 | 4.2245e-05 | -0.00040243 | 0.00035093 | -4.2201e-05 | -58.5231 | -57.0506 | -59.1554 | 121.4769 | 122.9494 | 120.8446 |  | 0.96172 | 0.8355 | 0.90258 | 0.9616 | 0.83554 | 0.90266 | 2.2402 | -117.7965 | 115.3368 | 2.2421 | -117.8046 | 115.3431
Line1_1_3 | 0.0020687 | 0.0020764 | 0.0021034 | 0.0020687 | 0.0020764 | 0.0021035 | 0.00047775 | 0.00047952 | 0.00048577 | 0.00047775 | 0.00047953 | 0.00048577 | 0.00022589 | 0.00019458 | -0.00043622 | -0.00022585 | -0.00019455 | 0.00043627 | 0.00040016 | -0.00035019 | 4.3685e-05 | -0.00040012 | 0.00035024 | -4.3642e-05 | -58.3171 | -56.8472 | -58.9507 | 121.6829 | 123.1528 | 121.0493 |  | 0.96184 | 0.83546 | 0.9025 | 0.96172 | 0.8355 | 0.90258 | 2.2383 | -117.7884 | 115.3305 | 2.2402 | -117.7965 | 115.3368
Line2_1_4 | 0.0020711 | 0.026556 | 0.027918 | 0.0020711 | 0.026556 | 0.027918 | 0.0004783 | 0.0061329 | 0.0064473 | 0.00047831 | 0.0061329 | 0.0064473 | 0.00022277 | 0.0038854 | 0.0038759 | -0.00022259 | -0.0038741 | -0.00386 | 0.00040251 | 0.0033402 | 0.0043399 | -0.00040228 | -0.0033251 | -0.0043266 | -58.7992 | -158.4726 | 67.0979 | 121.2008 | 21.5274 | -112.9022 |  | 0.96184 | 0.83546 | 0.9025 | 0.96122 | 0.83245 | 0.89932 | 2.2383 | -117.7884 | 115.3305 | 2.2438 | -117.833 | 115.3599
Line3_1_5 | 0.0020766 | 0.0020843 | 0.0021116 | 0.0020766 | 0.0020843 | 0.0021116 | 0.00047957 | 0.00048135 | 0.00048764 | 0.00047958 | 0.00048136 | 0.00048765 | 0.00022531 | 0.00019657 | -0.00043806 | -0.00022527 | -0.00019654 | 0.00043811 | 0.0004025 | -0.00035083 | 4.2289e-05 | -0.00040246 | 0.00035088 | -4.2245e-05 | -58.523 | -57.0505 | -59.1554 | 121.477 | 122.9495 | 120.8446 |  | 0.96184 | 0.83546 | 0.9025 | 0.96172 | 0.8355 | 0.90258 | 2.2383 | -117.7884 | 115.3305 | 2.2402 | -117.7965 | 115.3368
Line4_2_6 | 0.0020739 | 0.0020816 | 0.0021088 | 0.002074 | 0.0020817 | 0.0021088 | 0.00047896 | 0.00048074 | 0.00048701 | 0.00047896 | 0.00048074 | 0.00048702 | 0.00022546 | 0.00019587 | -0.00043749 | -0.00022542 | -0.00019583 | 0.00043753 | 0.00040167 | -0.00035066 | 4.2712e-05 | -0.00040163 | 0.00035071 | -4.2669e-05 | -58.4542 | -56.9825 | -59.087 | 121.5458 | 123.0174 | 120.913 |  | 0.96172 | 0.8355 | 0.90258 | 0.9616 | 0.83554 | 0.90266 | 2.2402 | -117.7965 | 115.3368 | 2.2421 | -117.8046 | 115.3431
Line5_6_7 | 0.002074 | 0.0020817 | 0.0021088 | 0.002074 | 0.0020817 | 0.0021089 | 0.00047896 | 0.00048074 | 0.00048702 | 0.00047897 | 0.00048075 | 0.00048702 | 0.00022542 | 0.00019583 | -0.00043753 | -0.00022538 | -0.00019579 | 0.00043758 | 0.00040163 | -0.00035071 | 4.2668e-05 | -0.0004016 | 0.00035076 | -4.2625e-05 | -58.4542 | -56.9826 | -59.087 | 121.5458 | 123.0174 | 120.913 |  | 0.9616 | 0.83554 | 0.90266 | 0.96148 | 0.83558 | 0.90274 | 2.2421 | -117.8046 | 115.3431 | 2.244 | -117.8127 | 115.3494
Line6_7_8 | 0 | 0 | 0 | 0 | 0 | 0 | 0 | 0 | 0 | 0 | 0 | 0 | -7.9699e-09 | -8.2648e-09 | 1.6363e-08 | 5.0941e-09 | 5.7052e-09 | -1.0927e-08 | -1.5574e-08 | 1.279e-08 | -1.1252e-09 | 1.0507e-08 | -8.4216e-09 | 5.0861e-10 | 0 | 0 | 0 | 0 | 0 | 0 |  | 0.96148 | 0.83558 | 0.90274 | 0.96148 | 0.83558 | 0.90274 | 2.244 | -117.8127 | 115.3494 | 2.244 | -117.8127 | 115.3494
Line7_8_9 | 0 | 0 | 0 | 0 | 0 | 0 | 0 | 0 | 0 | 0 | 0 | 0 | -2.6566e-09 | -2.7549e-09 | 5.4543e-09 | -2.1917e-10 | 1.9537e-10 | -1.8879e-11 | -5.1912e-09 | 4.2634e-09 | -3.7507e-10 | 1.2423e-10 | 1.0524e-10 | -2.4154e-10 | 0 | 0 | 0 | 0 | 0 | 0 |  | 0.96148 | 0.83558 | 0.90274 | 0.96148 | 0.83558 | 0.90274 | 2.244 | -117.8127 | 115.3494 | 2.244 | -117.8127 | 115.3494
Line8_8_10 | 0 | 0 | 0 | 0 | 0 | 0 | 0 | 0 | 0 | 0 | 0 | 0 | -2.6566e-09 | -2.7549e-09 | 5.4543e-09 | -2.1917e-10 | 1.9537e-10 | -1.8879e-11 | -5.1912e-09 | 4.2634e-09 | -3.7507e-10 | 1.2423e-10 | 1.0524e-10 | -2.4154e-10 | 0 | 0 | 0 | 0 | 0 | 0 |  | 0.96148 | 0.83558 | 0.90274 | 0.96148 | 0.83558 | 0.90274 | 2.244 | -117.8127 | 115.3494 | 2.244 | -117.8127 | 115.3494
Line9_3_11 | 0.0020687 | 0.0020764 | 0.0021035 | 0.0020688 | 0.0020764 | 0.0021035 | 0.00047775 | 0.00047953 | 0.00048577 | 0.00047776 | 0.00047953 | 0.00048578 | 0.00022585 | 0.00019455 | -0.00043627 | -0.00022581 | -0.00019451 | 0.00043632 | 0.00040012 | -0.00035024 | 4.3641e-05 | -0.00040009 | 0.00035029 | -4.3598e-05 | -58.3172 | -56.8473 | -58.9507 | 121.6828 | 123.1527 | 121.0493 |  | 0.96172 | 0.8355 | 0.90258 | 0.9616 | 0.83554 | 0.90266 | 2.2402 | -117.7965 | 115.3368 | 2.242 | -117.8046 | 115.3431