## LLL_max_6
name | pf_ikss_from_ka | pf_ikss_to_ka | pf_ip_from_ka | pf_ip_to_ka | pf_skss_from_mw | pf_skss_to_mw | pf_p_from_mw | pf_p_to_mw | pf_q_from_mvar | pf_q_to_mvar | pf_ikss_from_degree | pf_ikss_to_degree | pf_vm_from_pu | pf_vm_to_pu | pf_va_from_degree | pf_va_to_degree
Line0_1_2 | 0.31228 | 0.31228 | 0 | 0 | 0.21635 | 0.21635 | -0.079373 | 0.082298 | -0.14972 | 0.15557 | 112.3076 | -67.6924 | 0.78323 | 0.81346 | -5.6229 | -5.5721
Line10_11_12 | 0.2776 | 0.2776 | 0 | 0 | 0.19233 | 0.19233 | -0.076336 | 0.078648 | -0.14172 | 0.14634 | 112.8061 | -67.1939 | 0.83696 | 0.86383 | -5.5032 | -5.4489
Line11_12_13 | 0.2776 | 0.2776 | 0 | 0 | 0.19233 | 0.19233 | -0.078648 | 0.08096 | -0.14634 | 0.15096 | 112.8061 | -67.1939 | 0.86383 | 0.89069 | -5.4489 | -5.3979
Line12_13_15 | 0 | 0 | 0 | 0 | 0 | 0 | 0 | 0 | 0 | 0 | 0 | 0 | 0.89069 | 0.89069 | -5.3979 | -5.3979
Line13_13_14 | 0.2776 | 0.2776 | 0 | 0 | 0.19233 | 0.19233 | -0.08096 | 0.083272 | -0.15096 | 0.15559 | 112.8061 | -67.1939 | 0.89069 | 0.91756 | -5.3979 | -5.3499
Line14_15_16 | 0 | 0 | 0 | 0 | 0 | 0 | 0 | 0 | 0 | 0 | 0 | 0 | 0.89069 | 0.89069 | -5.3979 | -5.3979
Line15_16_17 | 0 | 0 | 0 | 0 | 0 | 0 | 0 | 0 | 0 | 0 | 0 | 0 | 0.89069 | 0.89069 | -5.3979 | -5.3979
Line16_4_18 | 4.3777 | 4.3777 | 0 | 8.1703 | 3.033 | 3.033 | 0.57494 | -1e-07 | 1.1499 | -1e-07 | -69.1517 | 110.8483 | 0.42387 | 0 | -5.7167 | 0
Line17_5_19 | 0.33304 | 0.33304 | 0 | 0 | 0.23074 | 0.23074 | -0.087145 | 0.090473 | -0.16676 | 0.17342 | 112.0096 | -67.9904 | 0.81547 | 0.84771 | -5.5806 | -5.5416
Line1_1_3 | 0.2776 | 0.2776 | 0 | 0 | 0.19233 | 0.19233 | -0.071713 | 0.074024 | -0.13247 | 0.13709 | 112.8061 | -67.1939 | 0.78323 | 0.81009 | -5.6229 | -5.561
Line2_1_4 | 3.7114 | 3.7114 | 0 | 0 | 2.5713 | 2.5713 | 0.90415 | -0.49091 | 1.7996 | -0.97311 | -68.9471 | 111.0529 | 0.78323 | 0.42387 | -5.6229 | -5.7167
Line3_1_5 | 0.33304 | 0.33304 | 0 | 0 | 0.23074 | 0.23074 | -0.083818 | 0.087145 | -0.16011 | 0.16676 | 112.0096 | -67.9904 | 0.78323 | 0.81547 | -5.6229 | -5.5806
Line4_2_6 | 0.31228 | 0.31228 | 0 | 0 | 0.21635 | 0.21635 | -0.082298 | 0.085224 | -0.15557 | 0.16142 | 112.3076 | -67.6924 | 0.81346 | 0.84369 | -5.5721 | -5.525
Line5_6_7 | 0.31228 | 0.31228 | 0 | 0 | 0.21635 | 0.21635 | -0.085224 | 0.08815 | -0.16142 | 0.16727 | 112.3076 | -67.6924 | 0.84369 | 0.87392 | -5.525 | -5.4811
Line6_7_8 | 0 | 0 | 0 | 0 | 0 | 0 | 0 | 0 | 0 | 0 | 0 | 0 | 0.87392 | 0.87392 | -5.4811 | -5.4811
Line7_8_9 | 0 | 0 | 0 | 0 | 0 | 0 | 0 | 0 | 0 | 0 | 0 | 0 | 0.87392 | 0.87392 | -5.4811 | -5.4811
Line8_8_10 | 0 | 0 | 0 | 0 | 0 | 0 | 0 | 0 | 0 | 0 | 0 | 0 | 0.87392 | 0.87392 | -5.4811 | -5.4811
Line9_3_11 | 0.2776 | 0.2776 | 0 | 0 | 0.19233 | 0.19233 | -0.074024 | 0.076336 | -0.13709 | 0.14172 | 112.8061 | -67.1939 | 0.81009 | 0.83696 | -5.561 | -5.5032

## LLL_max_10
name | pf_ikss_from_ka | pf_ikss_to_ka | pf_ip_from_ka | pf_ip_to_ka | pf_skss_from_mw | pf_skss_to_mw | pf_p_from_mw | pf_p_to_mw | pf_q_from_mvar | pf_q_to_mvar | pf_ikss_from_degree | pf_ikss_to_degree | pf_vm_from_pu | pf_vm_to_pu | pf_va_from_degree | pf_va_to_degree
Line0_1_2 | 0.32184 | 0.32184 | 0 | 0 | 0.22297 | 0.22297 | -0.085258 | 0.088366 | -0.15914 | 0.16535 | 112.3717 | -67.6283 | 0.80969 | 0.84084 | -5.8083 | -5.7484
Line10_11_12 | 0.2873 | 0.2873 | 0 | 0 | 0.19904 | 0.19904 | -0.082283 | 0.084759 | -0.1513 | 0.15626 | 112.8657 | -67.1343 | 0.86529 | 0.89309 | -5.6727 | -5.6112
Line11_12_13 | 0.2873 | 0.2873 | 0 | 0 | 0.19904 | 0.19904 | -0.084759 | 0.087235 | -0.15626 | 0.16121 | 112.8657 | -67.1343 | 0.89309 | 0.92089 | -5.6112 | -5.5535
Line12_13_15 | 0 | 0 | 0 | 0 | 0 | 0 | 0 | 0 | 0 | 0 | 0 | 0 | 0.92089 | 0.92089 | -5.5535 | -5.5535
Line13_13_14 | 0.2873 | 0.2873 | 0 | 0 | 0.19904 | 0.19904 | -0.087235 | 0.089711 | -0.16121 | 0.16616 | 112.8657 | -67.1343 | 0.92089 | 0.94869 | -5.5535 | -5.4991
Line14_15_16 | 0 | 0 | 0 | 0 | 0 | 0 | 0 | 0 | 0 | 0 | 0 | 0 | 0.92089 | 0.92089 | -5.5535 | -5.5535
Line15_16_17 | 0 | 0 | 0 | 0 | 0 | 0 | 0 | 0 | 0 | 0 | 0 | 0 | 0.92089 | 0.92089 | -5.5535 | -5.5535
Line16_4_18 | 4.5169 | 4.5169 | 0 | 8.4512 | 3.1294 | 3.1294 | 0.61208 | -1e-07 | 1.2242 | -1e-07 | -69.3234 | 110.6766 | 0.43735 | 0 | -5.8885 | 0
Line17_5_19 | 0.34237 | 0.34237 | 0 | 0 | 0.2372 | 0.2372 | -0.093347 | 0.096863 | -0.17679 | 0.18382 | 112.0783 | -67.9217 | 0.84283 | 0.87597 | -5.7563 | -5.7082
Line1_1_3 | 0.2873 | 0.2873 | 0 | 0 | 0.19904 | 0.19904 | -0.07733 | 0.079807 | -0.1414 | 0.14635 | 112.8657 | -67.1343 | 0.80969 | 0.83749 | -5.8083 | -5.7382
Line2_1_4 | 3.8455 | 3.8455 | 0 | 0 | 2.6642 | 2.6642 | 0.9679 | -0.52426 | 1.9279 | -1.0406 | -69.149 | 110.851 | 0.80969 | 0.43735 | -5.8083 | -5.8885
Line3_1_5 | 0.34237 | 0.34237 | 0 | 0 | 0.2372 | 0.2372 | -0.08983 | 0.093347 | -0.16976 | 0.17679 | 112.0783 | -67.9217 | 0.80969 | 0.84283 | -5.8083 | -5.7563
Line4_2_6 | 0.32184 | 0.32184 | 0 | 0 | 0.22297 | 0.22297 | -0.088366 | 0.091473 | -0.16535 | 0.17157 | 112.3717 | -67.6283 | 0.84084 | 0.87199 | -5.7484 | -5.6929
Line5_6_7 | 0.32184 | 0.32184 | 0 | 0 | 0.22297 | 0.22297 | -0.091473 | 0.09458 | -0.17157 | 0.17778 | 112.3717 | -67.6283 | 0.87199 | 0.90314 | -5.6929 | -5.6411
Line6_7_8 | 0 | 0 | 0 | 0 | 0 | 0 | 0 | 0 | 0 | 0 | 0 | 0 | 0.90314 | 0.90314 | -5.6411 | -5.6411
Line7_8_9 | 0 | 0 | 0 | 0 | 0 | 0 | 0 | 0 | 0 | 0 | 0 | 0 | 0.90314 | 0.90314 | -5.6411 | -5.6411
Line8_8_10 | 0 | 0 | 0 | 0 | 0 | 0 | 0 | 0 | 0 | 0 | 0 | 0 | 0.90314 | 0.90314 | -5.6411 | -5.6411
Line9_3_11 | 0.2873 | 0.2873 | 0 | 0 | 0.19904 | 0.19904 | -0.079807 | 0.082283 | -0.14635 | 0.1513 | 112.8657 | -67.1343 | 0.83749 | 0.86529 | -5.7382 | -5.6727

## LLL_max_fault_6
name | pf_ikss_from_ka | pf_ikss_to_ka | pf_ip_from_ka | pf_ip_to_ka | pf_skss_from_mw | pf_skss_to_mw | pf_p_from_mw | pf_p_to_mw | pf_q_from_mvar | pf_q_to_mvar | pf_ikss_from_degree | pf_ikss_to_degree | pf_vm_from_pu | pf_vm_to_pu | pf_va_from_degree | pf_va_to_degree
Line0_1_2 | 0.11397 | 0.11397 | 0 | 0 | 0.07896 | 0.07896 | -0.0059285 | 0.0063182 | -0.086184 | 0.086964 | 93.9501 | -86.0499 | 1.0941 | 1.1043 | 0.015028 | -0.20528
Line10_11_12 | 0.10161 | 0.10161 | 0 | 0 | 0.070395 | 0.070395 | -0.0056221 | 0.0059318 | -0.078093 | 0.078713 | 93.7393 | -86.2607 | 1.1122 | 1.1213 | -0.37842 | -0.57036
Line11_12_13 | 0.10161 | 0.10161 | 0 | 0 | 0.070395 | 0.070395 | -0.0059318 | 0.0062416 | -0.078713 | 0.079332 | 93.7393 | -86.2607 | 1.1213 | 1.1304 | -0.57036 | -0.75921
Line12_13_15 | 0 | 0 | 0 | 0 | 0 | 0 | 0 | 0 | 0 | 0 | 0 | 0 | 1.1304 | 1.1304 | -0.75921 | -0.75921
Line13_13_14 | 0.10161 | 0.10161 | 0 | 0 | 0.070395 | 0.070395 | -0.0062416 | 0.0065513 | -0.079332 | 0.079952 | 93.7393 | -86.2607 | 1.1304 | 1.1396 | -0.75921 | -0.94504
Line14_15_16 | 0 | 0 | 0 | 0 | 0 | 0 | 0 | 0 | 0 | 0 | 0 | 0 | 1.1304 | 1.1304 | -0.75921 | -0.75921
Line15_16_17 | 0 | 0 | 0 | 0 | 0 | 0 | 0 | 0 | 0 | 0 | 0 | 0 | 1.1304 | 1.1304 | -0.75921 | -0.75921
Line16_4_18 | 0.035928 | 0.035928 | 0 | 0.067053 | 0.024892 | 0.024892 | 0.019401 | -0.019362 | 0.01944 | -0.019362 | -45.1924 | 134.8076 | 1.1034 | 1.1001 | -0.13527 | -0.19239
Line17_5_19 | 0.12134 | 0.12134 | 0 | 0 | 0.084068 | 0.084068 | -0.0069566 | 0.0073983 | -0.092629 | 0.093513 | 94.0768 | -85.9232 | 1.1049 | 1.1158 | -0.21815 | -0.44678
Line1_1_3 | 0.10161 | 0.10161 | 0 | 0 | 0.070395 | 0.070395 | -0.0050027 | 0.0053124 | -0.076855 | 0.077474 | 93.7393 | -86.2607 | 1.0941 | 1.1031 | 0.015028 | -0.18332
Line2_1_4 | 0.10052 | 0.10052 | 0 | 0 | 0.069642 | 0.069642 | -0.012267 | 0.01257 | -0.0752 | 0.075806 | 99.2797 | -80.7203 | 1.0941 | 1.1034 | 0.015028 | -0.13527
Line3_1_5 | 0.12134 | 0.12134 | 0 | 0 | 0.084068 | 0.084068 | -0.0065149 | 0.0069566 | -0.091746 | 0.092629 | 94.0768 | -85.9232 | 1.0941 | 1.1049 | 0.015028 | -0.21815
Line4_2_6 | 0.11397 | 0.11397 | 0 | 0 | 0.07896 | 0.07896 | -0.0063182 | 0.0067078 | -0.086964 | 0.087743 | 93.9501 | -86.0499 | 1.1043 | 1.1145 | -0.20528 | -0.42156
Line5_6_7 | 0.11397 | 0.11397 | 0 | 0 | 0.07896 | 0.07896 | -0.0067078 | 0.0070975 | -0.087743 | 0.088522 | 93.9501 | -86.0499 | 1.1145 | 1.1247 | -0.42156 | -0.6339
Line6_7_8 | 0 | 0 | 0 | 0 | 0 | 0 | 0 | 0 | 0 | 0 | 0 | 0 | 1.1247 | 1.1247 | -0.6339 | -0.6339
Line7_8_9 | 0 | 0 | 0 | 0 | 0 | 0 | 0 | 0 | 0 | 0 | 0 | 0 | 1.1247 | 1.1247 | -0.6339 | -0.6339
Line8_8_10 | 0 | 0 | 0 | 0 | 0 | 0 | 0 | 0 | 0 | 0 | 0 | 0 | 1.1247 | 1.1247 | -0.6339 | -0.6339
Line9_3_11 | 0.10161 | 0.10161 | 0 | 0 | 0.070395 | 0.070395 | -0.0053124 | 0.0056221 | -0.077474 | 0.078093 | 93.7393 | -86.2607 | 1.1031 | 1.1122 | -0.18332 | -0.37842

## LLL_max_fault_10
name | pf_ikss_from_ka | pf_ikss_to_ka | pf_ip_from_ka | pf_ip_to_ka | pf_skss_from_mw | pf_skss_to_mw | pf_p_from_mw | pf_p_to_mw | pf_q_from_mvar | pf_q_to_mvar | pf_ikss_from_degree | pf_ikss_to_degree | pf_vm_from_pu | pf_vm_to_pu | pf_va_from_degree | pf_va_to_degree
Line0_1_2 | 0.1148 | 0.1148 | 0 | 0 | 0.079537 | 0.079537 | -0.0063918 | 0.0067872 | -0.090952 | 0.091743 | 94.0292 | -85.9708 | 1.1463 | 1.1566 | 0.0092367 | -0.20189
Line10_11_12 | 0.10277 | 0.10277 | 0 | 0 | 0.071199 | 0.071199 | -0.0060616 | 0.0063785 | -0.082705 | 0.083338 | 93.8225 | -86.1775 | 1.1647 | 1.1739 | -0.36938 | -0.55423
Line11_12_13 | 0.10277 | 0.10277 | 0 | 0 | 0.071199 | 0.071199 | -0.0063785 | 0.0066953 | -0.083338 | 0.083972 | 93.8225 | -86.1775 | 1.1739 | 1.1831 | -0.55423 | -0.73621
Line12_13_15 | 0 | 0 | 0 | 0 | 0 | 0 | 0 | 0 | 0 | 0 | 0 | 0 | 1.1831 | 1.1831 | -0.73621 | -0.73621
Line13_13_14 | 0.10277 | 0.10277 | 0 | 0 | 0.071199 | 0.071199 | -0.0066953 | 0.0070121 | -0.083972 | 0.084606 | 93.8225 | -86.1775 | 1.1831 | 1.1924 | -0.73621 | -0.91537
Line14_15_16 | 0 | 0 | 0 | 0 | 0 | 0 | 0 | 0 | 0 | 0 | 0 | 0 | 1.1831 | 1.1831 | -0.73621 | -0.73621
Line15_16_17 | 0 | 0 | 0 | 0 | 0 | 0 | 0 | 0 | 0 | 0 | 0 | 0 | 1.1831 | 1.1831 | -0.73621 | -0.73621
Line16_4_18 | 0.037626 | 0.037626 | 0 | 0.070397 | 0.026068 | 0.026068 | 0.021278 | -0.021235 | 0.02132 | -0.021235 | -45.1966 | 134.8034 | 1.1555 | 1.152 | -0.13946 | -0.19658
Line17_5_19 | 0.12193 | 0.12193 | 0 | 0 | 0.084477 | 0.084477 | -0.0074429 | 0.0078889 | -0.097479 | 0.098371 | 94.1526 | -85.8474 | 1.1573 | 1.1682 | -0.21371 | -0.43249
Line1_1_3 | 0.10277 | 0.10277 | 0 | 0 | 0.071199 | 0.071199 | -0.005428 | 0.0057448 | -0.081437 | 0.082071 | 93.8225 | -86.1775 | 1.1463 | 1.1555 | 0.0092367 | -0.18158
Line2_1_4 | 0.099526 | 0.099526 | 0 | 0 | 0.068953 | 0.068953 | -0.011594 | 0.011891 | -0.078189 | 0.078783 | 98.4438 | -81.5562 | 1.1463 | 1.1555 | 0.0092367 | -0.13946
Line3_1_5 | 0.12193 | 0.12193 | 0 | 0 | 0.084477 | 0.084477 | -0.0069969 | 0.0074429 | -0.096586 | 0.097479 | 94.1526 | -85.8474 | 1.1463 | 1.1573 | 0.0092367 | -0.21371
Line4_2_6 | 0.1148 | 0.1148 | 0 | 0 | 0.079537 | 0.079537 | -0.0067872 | 0.0071826 | -0.091743 | 0.092533 | 94.0292 | -85.9708 | 1.1566 | 1.1669 | -0.20189 | -0.40929
Line5_6_7 | 0.1148 | 0.1148 | 0 | 0 | 0.079537 | 0.079537 | -0.0071826 | 0.0075779 | -0.092533 | 0.093324 | 94.0292 | -85.9708 | 1.1669 | 1.1772 | -0.40929 | -0.61306
Line6_7_8 | 0 | 0 | 0 | 0 | 0 | 0 | 0 | 0 | 0 | 0 | 0 | 0 | 1.1772 | 1.1772 | -0.61306 | -0.61306
Line7_8_9 | 0 | 0 | 0 | 0 | 0 | 0 | 0 | 0 | 0 | 0 | 0 | 0 | 1.1772 | 1.1772 | -0.61306 | -0.61306
Line8_8_10 | 0 | 0 | 0 | 0 | 0 | 0 | 0 | 0 | 0 | 0 | 0 | 0 | 1.1772 | 1.1772 | -0.61306 | -0.61306
Line9_3_11 | 0.10277 | 0.10277 | 0 | 0 | 0.071199 | 0.071199 | -0.0057448 | 0.0060616 | -0.082071 | 0.082705 | 93.8225 | -86.1775 | 1.1555 | 1.1647 | -0.18158 | -0.36938

## LLL_min_6
name | pf_ikss_from_ka | pf_ikss_to_ka | pf_ip_from_ka | pf_ip_to_ka | pf_skss_from_mw | pf_skss_to_mw | pf_p_from_mw | pf_p_to_mw | pf_q_from_mvar | pf_q_to_mvar | pf_ikss_from_degree | pf_ikss_to_degree | pf_vm_from_pu | pf_vm_to_pu | pf_va_from_degree | pf_va_to_degree
Line0_1_2 | 0.0049415 | 0.0049415 | 0 | 0 | 0.0034236 | 0.0034236 | -0.0019727 | 0.0019741 | -0.0013381 | 0.0013395 | 134.3179 | -45.6821 | 0.69625 | 0.69683 | -11.533 | -11.5229
Line10_11_12 | 0.0049243 | 0.0049243 | 0 | 0 | 0.0034116 | 0.0034116 | -0.0019709 | 0.0019723 | -0.0013328 | 0.0013343 | 134.4197 | -45.5803 | 0.6974 | 0.69798 | -11.5126 | -11.5024
Line11_12_13 | 0.0049243 | 0.0049243 | 0 | 0 | 0.0034116 | 0.0034116 | -0.0019723 | 0.0019737 | -0.0013343 | 0.0013357 | 134.4197 | -45.5803 | 0.69798 | 0.69856 | -11.5024 | -11.4923
Line12_13_15 | 0 | 0 | 0 | 0 | 0 | 0 | 0 | 0 | 0 | 0 | 0 | 0 | 0.69856 | 0.69856 | -11.4923 | -11.4923
Line13_13_14 | 0.0049243 | 0.0049243 | 0 | 0 | 0.0034116 | 0.0034116 | -0.0019737 | 0.0019751 | -0.0013357 | 0.0013372 | 134.4195 | -45.5805 | 0.69856 | 0.69914 | -11.4923 | -11.4821
Line14_15_16 | 0 | 0 | 0 | 0 | 0 | 0 | 0 | 0 | 0 | 0 | 0 | 0 | 0.69856 | 0.69856 | -11.4923 | -11.4923
Line15_16_17 | 0 | 0 | 0 | 0 | 0 | 0 | 0 | 0 | 0 | 0 | 0 | 0 | 0.69856 | 0.69856 | -11.4923 | -11.4923
Line16_4_18 | 2.9048 | 2.9048 | 0 | 4.7961 | 2.0125 | 2.0125 | 0.48602 | -1e-07 | 0.50627 | -1e-07 | -57.7178 | 122.2822 | 0.34872 | 0 | -11.5486 | 0
Line17_5_19 | 0.0049502 | 0.0049502 | 0 | 0 | 0.0034296 | 0.0034296 | -0.0019763 | 0.0019777 | -0.0013437 | 0.0013451 | 134.2665 | -45.7335 | 0.69683 | 0.69741 | -11.5229 | -11.5128
Line1_1_3 | 0.0049243 | 0.0049243 | 0 | 0 | 0.0034116 | 0.0034116 | -0.0019681 | 0.0019695 | -0.0013299 | 0.0013313 | 134.4198 | -45.5802 | 0.69625 | 0.69682 | -11.533 | -11.5228
Line2_1_4 | 2.8948 | 2.8948 | 0 | 0 | 2.0056 | 2.0056 | 0.96732 | -0.48463 | 1.0071 | -0.50427 | -57.6865 | 122.3135 | 0.69625 | 0.34872 | -11.533 | -11.5486
Line3_1_5 | 0.0049502 | 0.0049502 | 0 | 0 | 0.0034296 | 0.0034296 | -0.0019749 | 0.0019763 | -0.0013422 | 0.0013437 | 134.2665 | -45.7335 | 0.69625 | 0.69683 | -11.533 | -11.5229
Line4_2_6 | 0.0049415 | 0.0049415 | 0 | 0 | 0.0034236 | 0.0034236 | -0.0019741 | 0.0019755 | -0.0013395 | 0.001341 | 134.3179 | -45.6821 | 0.69683 | 0.69741 | -11.5229 | -11.5127
Line5_6_7 | 0.0049415 | 0.0049415 | 0 | 0 | 0.0034236 | 0.0034236 | -0.0019755 | 0.0019769 | -0.001341 | 0.0013425 | 134.3178 | -45.6822 | 0.69741 | 0.69799 | -11.5127 | -11.5026
Line6_7_8 | 0 | 0 | 0 | 0 | 0 | 0 | 0 | 0 | 0 | 0 | 0 | 0 | 0.69799 | 0.69799 | -11.5026 | -11.5026
Line7_8_9 | 0 | 0 | 0 | 0 | 0 | 0 | 0 | 0 | 0 | 0 | 0 | 0 | 0.69799 | 0.69799 | -11.5026 | -11.5026
Line8_8_10 | 0 | 0 | 0 | 0 | 0 | 0 | 0 | 0 | 0 | 0 | 0 | 0 | 0.69799 | 0.69799 | -11.5026 | -11.5026
Line9_3_11 | 0.0049243 | 0.0049243 | 0 | 0 | 0.0034116 | 0.0034116 | -0.0019695 | 0.0019709 | -0.0013313 | 0.0013328 | 134.4198 | -45.5802 | 0.69682 | 0.6974 | -11.5228 | -11.5126

## LLL_min_10
name | pf_ikss_from_ka | pf_ikss_to_ka | pf_ip_from_ka | pf_ip_to_ka | pf_skss_from_mw | pf_skss_to_mw | pf_p_from_mw | pf_p_to_mw | pf_q_from_mvar | pf_q_to_mvar | pf_ikss_from_degree | pf_ikss_to_degree | pf_vm_from_pu | pf_vm_to_pu | pf_va_from_degree | pf_va_to_degree
Line0_1_2 | 0.0046815 | 0.0046815 | 0 | 0 | 0.0032434 | 0.0032434 | -0.0017705 | 0.0017717 | -0.0012009 | 0.0012022 | 134.3179 | -45.6821 | 0.6596 | 0.66015 | -11.533 | -11.5229
Line10_11_12 | 0.0046651 | 0.0046651 | 0 | 0 | 0.0032321 | 0.0032321 | -0.0017689 | 0.0017702 | -0.0011962 | 0.0011975 | 134.4197 | -45.5803 | 0.6607 | 0.66124 | -11.5126 | -11.5024
Line11_12_13 | 0.0046651 | 0.0046651 | 0 | 0 | 0.0032321 | 0.0032321 | -0.0017702 | 0.0017714 | -0.0011975 | 0.0011988 | 134.4197 | -45.5803 | 0.66124 | 0.66179 | -11.5024 | -11.4923
Line12_13_15 | 0 | 0 | 0 | 0 | 0 | 0 | 0 | 0 | 0 | 0 | 0 | 0 | 0.66179 | 0.66179 | -11.4923 | -11.4923
Line13_13_14 | 0.0046651 | 0.0046651 | 0 | 0 | 0.0032321 | 0.0032321 | -0.0017714 | 0.0017727 | -0.0011988 | 0.0012001 | 134.4195 | -45.5805 | 0.66179 | 0.66234 | -11.4923 | -11.4821
Line14_15_16 | 0 | 0 | 0 | 0 | 0 | 0 | 0 | 0 | 0 | 0 | 0 | 0 | 0.66179 | 0.66179 | -11.4923 | -11.4923
Line15_16_17 | 0 | 0 | 0 | 0 | 0 | 0 | 0 | 0 | 0 | 0 | 0 | 0 | 0.66179 | 0.66179 | -11.4923 | -11.4923
Line16_4_18 | 2.7519 | 2.7519 | 0 | 4.5436 | 1.9066 | 1.9066 | 0.4362 | -1e-07 | 0.45438 | -1e-07 | -57.7178 | 122.2822 | 0.33037 | 0 | -11.5486 | 0
Line17_5_19 | 0.0046897 | 0.0046897 | 0 | 0 | 0.0032491 | 0.0032491 | -0.0017738 | 0.001775 | -0.0012059 | 0.0012073 | 134.2665 | -45.7335 | 0.66015 | 0.6607 | -11.5229 | -11.5128
Line1_1_3 | 0.0046651 | 0.0046651 | 0 | 0 | 0.0032321 | 0.0032321 | -0.0017664 | 0.0017677 | -0.0011936 | 0.0011949 | 134.4198 | -45.5802 | 0.6596 | 0.66015 | -11.533 | -11.5228
Line2_1_4 | 2.7425 | 2.7425 | 0 | 0 | 1.9 | 1.9 | 0.86818 | -0.43496 | 0.90386 | -0.45258 | -57.6865 | 122.3135 | 0.6596 | 0.33037 | -11.533 | -11.5486
Line3_1_5 | 0.0046897 | 0.0046897 | 0 | 0 | 0.0032491 | 0.0032491 | -0.0017725 | 0.0017738 | -0.0012046 | 0.0012059 | 134.2665 | -45.7335 | 0.6596 | 0.66015 | -11.533 | -11.5229
Line4_2_6 | 0.0046814 | 0.0046814 | 0 | 0 | 0.0032434 | 0.0032434 | -0.0017717 | 0.001773 | -0.0012022 | 0.0012036 | 134.3179 | -45.6821 | 0.66015 | 0.6607 | -11.5229 | -11.5127
Line5_6_7 | 0.0046814 | 0.0046814 | 0 | 0 | 0.0032434 | 0.0032434 | -0.001773 | 0.0017743 | -0.0012036 | 0.0012049 | 134.3178 | -45.6822 | 0.6607 | 0.66125 | -11.5127 | -11.5026
Line6_7_8 | 0 | 0 | 0 | 0 | 0 | 0 | 0 | 0 | 0 | 0 | 0 | 0 | 0.66125 | 0.66125 | -11.5026 | -11.5026
Line7_8_9 | 0 | 0 | 0 | 0 | 0 | 0 | 0 | 0 | 0 | 0 | 0 | 0 | 0.66125 | 0.66125 | -11.5026 | -11.5026
Line8_8_10 | 0 | 0 | 0 | 0 | 0 | 0 | 0 | 0 | 0 | 0 | 0 | 0 | 0.66125 | 0.66125 | -11.5026 | -11.5026
Line9_3_11 | 0.0046651 | 0.0046651 | 0 | 0 | 0.0032321 | 0.0032321 | -0.0017677 | 0.0017689 | -0.0011949 | 0.0011962 | 134.4198 | -45.5802 | 0.66015 | 0.6607 | -11.5228 | -11.5126

## LLL_min_fault_6
name | pf_ikss_from_ka | pf_ikss_to_ka | pf_ip_from_ka | pf_ip_to_ka | pf_skss_from_mw | pf_skss_to_mw | pf_p_from_mw | pf_p_to_mw | pf_q_from_mvar | pf_q_to_mvar | pf_ikss_from_degree | pf_ikss_to_degree | pf_vm_from_pu | pf_vm_to_pu | pf_va_from_degree | pf_va_to_degree
Line0_1_2 | 5.2237e-05 | 5.2237e-05 | 0 | 0 | 3.6191e-05 | 3.6191e-05 | -2.8769e-05 | 2.877e-05 | -1.8664e-05 | 1.8664e-05 | 146.9024 | -33.0976 | 0.94756 | 0.94757 | -0.12414 | -0.12405
Line10_11_12 | 5.2055e-05 | 5.2055e-05 | 0 | 0 | 3.6065e-05 | 3.6065e-05 | -2.8702e-05 | 2.8702e-05 | -1.8548e-05 | 1.8548e-05 | 147.0042 | -32.9958 | 0.94757 | 0.94758 | -0.12396 | -0.12388
Line11_12_13 | 5.2055e-05 | 5.2055e-05 | 0 | 0 | 3.6065e-05 | 3.6065e-05 | -2.8702e-05 | 2.8703e-05 | -1.8549e-05 | 1.8549e-05 | 147.0041 | -32.9959 | 0.94758 | 0.94758 | -0.12388 | -0.12379
Line12_13_15 | 0 | 0 | 0 | 0 | 0 | 0 | 0 | 0 | 0 | 0 | 0 | 0 | 0.94758 | 0.94758 | -0.12379 | -0.12379
Line13_13_14 | 5.2055e-05 | 5.2055e-05 | 0 | 0 | 3.6065e-05 | 3.6065e-05 | -2.8702e-05 | 2.8703e-05 | -1.8549e-05 | 1.8549e-05 | 147.0039 | -32.9961 | 0.94758 | 0.94759 | -0.12379 | -0.1237
Line14_15_16 | 0 | 0 | 0 | 0 | 0 | 0 | 0 | 0 | 0 | 0 | 0 | 0 | 0.94758 | 0.94758 | -0.12379 | -0.12379
Line15_16_17 | 0 | 0 | 0 | 0 | 0 | 0 | 0 | 0 | 0 | 0 | 0 | 0 | 0.94758 | 0.94758 | -0.12379 | -0.12379
Line16_4_18 | 0.030707 | 0.030707 | 0 | 0.0507 | 0.021274 | 0.021274 | 0.014198 | -0.014144 | 0.0142 | -0.014144 | -45.1333 | 134.8667 | 0.94389 | 0.9402 | -0.12877 | -0.13334
Line17_5_19 | 5.2329e-05 | 5.2329e-05 | 0 | 0 | 3.6255e-05 | 3.6255e-05 | -2.8803e-05 | 2.8803e-05 | -1.8723e-05 | 1.8723e-05 | 146.8509 | -33.1491 | 0.94757 | 0.94757 | -0.12405 | -0.12397
Line1_1_3 | 5.2055e-05 | 5.2055e-05 | 0 | 0 | 3.6065e-05 | 3.6065e-05 | -2.8702e-05 | 2.8702e-05 | -1.8548e-05 | 1.8548e-05 | 147.0043 | -32.9957 | 0.94756 | 0.94757 | -0.12414 | -0.12405
Line2_1_4 | 0.030602 | 0.030602 | 0 | 0 | 0.021201 | 0.021201 | 0.014211 | -0.014157 | 0.0142 | -0.014144 | -45.102 | 134.898 | 0.94756 | 0.94389 | -0.12414 | -0.12877
Line3_1_5 | 5.2329e-05 | 5.2329e-05 | 0 | 0 | 3.6255e-05 | 3.6255e-05 | -2.8803e-05 | 2.8803e-05 | -1.8723e-05 | 1.8723e-05 | 146.851 | -33.149 | 0.94756 | 0.94757 | -0.12414 | -0.12405
Line4_2_6 | 5.2237e-05 | 5.2237e-05 | 0 | 0 | 3.6191e-05 | 3.6191e-05 | -2.877e-05 | 2.877e-05 | -1.8664e-05 | 1.8665e-05 | 146.9023 | -33.0977 | 0.94757 | 0.94757 | -0.12405 | -0.12396
Line5_6_7 | 5.2237e-05 | 5.2237e-05 | 0 | 0 | 3.6191e-05 | 3.6191e-05 | -2.877e-05 | 2.877e-05 | -1.8665e-05 | 1.8665e-05 | 146.9022 | -33.0978 | 0.94757 | 0.94758 | -0.12396 | -0.12388
Line6_7_8 | 0 | 0 | 0 | 0 | 0 | 0 | 0 | 0 | 0 | 0 | 0 | 0 | 0.94758 | 0.94758 | -0.12388 | -0.12388
Line7_8_9 | 0 | 0 | 0 | 0 | 0 | 0 | 0 | 0 | 0 | 0 | 0 | 0 | 0.94758 | 0.94758 | -0.12388 | -0.12388
Line8_8_10 | 0 | 0 | 0 | 0 | 0 | 0 | 0 | 0 | 0 | 0 | 0 | 0 | 0.94758 | 0.94758 | -0.12388 | -0.12388
Line9_3_11 | 5.2055e-05 | 5.2055e-05 | 0 | 0 | 3.6065e-05 | 3.6065e-05 | -2.8702e-05 | 2.8702e-05 | -1.8548e-05 | 1.8548e-05 | 147.0042 | -32.9958 | 0.94757 | 0.94757 | -0.12405 | -0.12396

## LLL_min_fault_10
name | pf_ikss_from_ka | pf_ikss_to_ka | pf_ip_from_ka | pf_ip_to_ka | pf_skss_from_mw | pf_skss_to_mw | pf_p_from_mw | pf_p_to_mw | pf_q_from_mvar | pf_q_to_mvar | pf_ikss_from_degree | pf_ikss_to_degree | pf_vm_from_pu | pf_vm_to_pu | pf_va_from_degree | pf_va_to_degree
Line0_1_2 | 4.9488e-05 | 4.9488e-05 | 0 | 0 | 3.4286e-05 | 3.4286e-05 | -2.5821e-05 | 2.5821e-05 | -1.6751e-05 | 1.6751e-05 | 146.9024 | -33.0976 | 0.89769 | 0.89769 | -0.12414 | -0.12405
Line10_11_12 | 4.9315e-05 | 4.9315e-05 | 0 | 0 | 3.4167e-05 | 3.4167e-05 | -2.576e-05 | 2.5761e-05 | -1.6647e-05 | 1.6647e-05 | 147.0042 | -32.9958 | 0.8977 | 0.89771 | -0.12396 | -0.12388
Line11_12_13 | 4.9315e-05 | 4.9315e-05 | 0 | 0 | 3.4167e-05 | 3.4167e-05 | -2.5761e-05 | 2.5761e-05 | -1.6647e-05 | 1.6648e-05 | 147.0041 | -32.9959 | 0.89771 | 0.89771 | -0.12388 | -0.12379
Line12_13_15 | 0 | 0 | 0 | 0 | 0 | 0 | 0 | 0 | 0 | 0 | 0 | 0 | 0.89771 | 0.89771 | -0.12379 | -0.12379
Line13_13_14 | 4.9315e-05 | 4.9315e-05 | 0 | 0 | 3.4167e-05 | 3.4167e-05 | -2.5761e-05 | 2.5761e-05 | -1.6648e-05 | 1.6648e-05 | 147.0039 | -32.9961 | 0.89771 | 0.89772 | -0.12379 | -0.1237
Line14_15_16 | 0 | 0 | 0 | 0 | 0 | 0 | 0 | 0 | 0 | 0 | 0 | 0 | 0.89771 | 0.89771 | -0.12379 | -0.12379
Line15_16_17 | 0 | 0 | 0 | 0 | 0 | 0 | 0 | 0 | 0 | 0 | 0 | 0 | 0.89771 | 0.89771 | -0.12379 | -0.12379
Line16_4_18 | 0.029091 | 0.029091 | 0 | 0.048031 | 0.020155 | 0.020155 | 0.012743 | -0.012694 | 0.012745 | -0.012694 | -45.1333 | 134.8667 | 0.89421 | 0.89072 | -0.12877 | -0.13334
Line17_5_19 | 4.9575e-05 | 4.9575e-05 | 0 | 0 | 3.4346e-05 | 3.4346e-05 | -2.5851e-05 | 2.5851e-05 | -1.6804e-05 | 1.6804e-05 | 146.8509 | -33.1491 | 0.89769 | 0.8977 | -0.12405 | -0.12397
Line1_1_3 | 4.9315e-05 | 4.9315e-05 | 0 | 0 | 3.4167e-05 | 3.4167e-05 | -2.576e-05 | 2.576e-05 | -1.6647e-05 | 1.6647e-05 | 147.0043 | -32.9957 | 0.89769 | 0.89769 | -0.12414 | -0.12405
Line2_1_4 | 0.028991 | 0.028991 | 0 | 0 | 0.020086 | 0.020086 | 0.012754 | -0.012706 | 0.012745 | -0.012694 | -45.102 | 134.898 | 0.89769 | 0.89421 | -0.12414 | -0.12877
Line3_1_5 | 4.9575e-05 | 4.9575e-05 | 0 | 0 | 3.4346e-05 | 3.4346e-05 | -2.5851e-05 | 2.5851e-05 | -1.6804e-05 | 1.6804e-05 | 146.851 | -33.149 | 0.89769 | 0.89769 | -0.12414 | -0.12405
Line4_2_6 | 4.9488e-05 | 4.9488e-05 | 0 | 0 | 3.4286e-05 | 3.4286e-05 | -2.5821e-05 | 2.5821e-05 | -1.6751e-05 | 1.6752e-05 | 146.9023 | -33.0977 | 0.89769 | 0.8977 | -0.12405 | -0.12396
Line5_6_7 | 4.9488e-05 | 4.9488e-05 | 0 | 0 | 3.4286e-05 | 3.4286e-05 | -2.5821e-05 | 2.5821e-05 | -1.6752e-05 | 1.6752e-05 | 146.9022 | -33.0978 | 0.8977 | 0.89771 | -0.12396 | -0.12388
Line6_7_8 | 0 | 0 | 0 | 0 | 0 | 0 | 0 | 0 | 0 | 0 | 0 | 0 | 0.89771 | 0.89771 | -0.12388 | -0.12388
Line7_8_9 | 0 | 0 | 0 | 0 | 0 | 0 | 0 | 0 | 0 | 0 | 0 | 0 | 0.89771 | 0.89771 | -0.12388 | -0.12388
Line8_8_10 | 0 | 0 | 0 | 0 | 0 | 0 | 0 | 0 | 0 | 0 | 0 | 0 | 0.89771 | 0.89771 | -0.12388 | -0.12388
Line9_3_11 | 4.9315e-05 | 4.9315e-05 | 0 | 0 | 3.4167e-05 | 3.4167e-05 | -2.576e-05 | 2.576e-05 | -1.6647e-05 | 1.6647e-05 | 147.0042 | -32.9958 | 0.89769 | 0.8977 | -0.12405 | -0.12396

## LL_max_6
name | pf_ikss_a_from_ka | pf_ikss_b_from_ka | pf_ikss_c_from_ka | pf_ikss_a_to_ka | pf_ikss_b_to_ka | pf_ikss_c_to_ka | pf_skss_a_from_mw | pf_skss_b_from_mw | pf_skss_c_from_mw | pf_skss_a_to_mw | pf_skss_b_to_mw | pf_skss_c_to_mw | pf_p_a_from_mw | pf_p_b_from_mw | pf_p_c_from_mw | pf_p_a_to_mw | pf_p_b_to_mw | pf_p_c_to_mw | pf_q_a_from_mvar | pf_q_b_from_mvar | pf_q_c_from_mvar | pf_q_a_to_mvar | pf_q_b_to_mvar | pf_q_c_to_mvar | pf_ikss_a_from_degree | pf_ikss_b_from_degree | pf_ikss_c_from_degree | pf_ikss_a_to_degree | pf_ikss_b_to_degree | pf_ikss_c_to_degree | pf_vm_a_from_pu | pf_vm_b_from_pu | pf_vm_c_from_pu | pf_vm_a_to_pu | pf_vm_b_to_pu | pf_vm_c_to_pu | pf_va_a_from_degree | pf_va_b_from_degree | pf_va_c_from_degree | pf_va_a_to_degree | pf_va_b_to_degree | pf_va_c_to_degree
Line0_1_2 | 0.11353 | 0.26694 | 0.27713 | 0.11353 | 0.26694 | 0.27713 | 0.02622 | 0.061647 | 0.064001 | 0.02622 | 0.061647 | 0.064001 | -0.0060999 | -0.042488 | 0.005077 | 0.0062288 | 0.0432 | -0.0043089 | -0.028138 | -0.037736 | -0.052213 | 0.028396 | 0.039161 | 0.053749 | 102.967 | 6.0085 | -149.9966 | -77.033 | -173.9915 | 30.0034 | 1.0981 | 0.9218 | 0.81966 | 1.1087 | 0.94584 | 0.8425 | 0.73522 | -132.3812 | 125.5572 | 0.59458 | -131.7991 | 124.5869
Line10_11_12 | 0.099923 | 0.2363 | 0.24938 | 0.099923 | 0.2363 | 0.24938 | 0.023076 | 0.054571 | 0.057592 | 0.023076 | 0.054571 | 0.057592 | -0.0049216 | -0.039337 | 0.002825 | 0.0050215 | 0.039896 | -0.0022031 | -0.025295 | -0.034938 | -0.049518 | 0.025495 | 0.036055 | 0.050762 | 101.4749 | 7.0658 | -149.3875 | -78.5251 | -172.9342 | 30.6125 | 1.1167 | 0.96412 | 0.8612 | 1.126 | 0.9854 | 0.88223 | 0.46447 | -131.3238 | 123.8777 | 0.33246 | -130.8292 | 123.0976
Line11_12_13 | 0.099923 | 0.2363 | 0.24938 | 0.099923 | 0.2363 | 0.24938 | 0.023076 | 0.054571 | 0.057592 | 0.023076 | 0.054571 | 0.057592 | -0.0050215 | -0.039896 | 0.0022031 | 0.0051213 | 0.040454 | -0.0015812 | -0.025495 | -0.036055 | -0.050762 | 0.025694 | 0.037172 | 0.052005 | 101.4749 | 7.0658 | -149.3875 | -78.5251 | -172.9342 | 30.6125 | 1.126 | 0.9854 | 0.88223 | 1.1354 | 1.0067 | 0.90341 | 0.33246 | -130.8292 | 123.0976 | 0.20262 | -130.3555 | 122.354
Line12_13_15 | 0 | 0 | 0 | 0 | 0 | 0 | 0 | 0 | 0 | 0 | 0 | 0 | 1.0662e-09 | -2.8962e-10 | -1.4479e-09 | -1.0662e-09 | 2.8962e-10 | 1.4479e-09 | -4.6374e-11 | 2.0902e-09 | -4.2858e-10 | 4.6374e-11 | -2.0902e-09 | 4.2858e-10 | 0 | 0 | 0 | 0 | 0 | 0 | 1.1354 | 1.0067 | 0.90341 | 1.1354 | 1.0067 | 0.90341 | 0.20262 | -130.3555 | 122.354 | 0.20262 | -130.3555 | 122.354
Line13_13_14 | 0.099923 | 0.2363 | 0.24938 | 0.099923 | 0.2363 | 0.24938 | 0.023076 | 0.054571 | 0.057592 | 0.023076 | 0.054571 | 0.057592 | -0.0051213 | -0.040454 | 0.0015812 | 0.0052211 | 0.041012 | -0.0009593 | -0.025694 | -0.037172 | -0.052005 | 0.025894 | 0.038288 | 0.053249 | 101.4749 | 7.0658 | -149.3875 | -78.5251 | -172.9342 | 30.6125 | 1.1354 | 1.0067 | 0.90341 | 1.1447 | 1.0282 | 0.92474 | 0.20262 | -130.3555 | 122.354 | 0.074895 | -129.9016 | 121.6446
Line14_15_16 | 0 | 0 | 0 | 0 | 0 | 0 | 0 | 0 | 0 | 0 | 0 | 0 | 7.1079e-10 | -1.9308e-10 | -9.6527e-10 | -7.1079e-10 | 1.9308e-10 | 9.6527e-10 | -3.0916e-11 | 1.3935e-09 | -2.8572e-10 | 3.0916e-11 | -1.3935e-09 | 2.8572e-10 | 0 | 0 | 0 | 0 | 0 | 0 | 1.1354 | 1.0067 | 0.90341 | 1.1354 | 1.0067 | 0.90341 | 0.20262 | -130.3555 | 122.354 | 0.20262 | -130.3555 | 122.354
Line15_16_17 | 0 | 0 | 0 | 0 | 0 | 0 | 0 | 0 | 0 | 0 | 0 | 0 | 3.5539e-10 | -9.654e-11 | -4.8264e-10 | -3.5539e-10 | 9.6541e-11 | 4.8264e-10 | -1.5458e-11 | 6.9673e-10 | -1.4286e-10 | 1.5458e-11 | -6.9673e-10 | 1.4286e-10 | 0 | 0 | 0 | 0 | 0 | 0 | 1.1354 | 1.0067 | 0.90341 | 1.1354 | 1.0067 | 0.90341 | 0.20262 | -130.3555 | 122.354 | 0.20262 | -130.3555 | 122.354
Line16_4_18 | 0 | 3.7716 | 3.7716 | 0 | 3.7716 | 3.7716 | 0 | 0.87101 | 0.87101 | 0 | 0.87101 | 0.87101 | 2.6364e-10 | 0.60096 | -0.31646 | -2.6364e-10 | -0.45871 | 0.45871 | -6.6497e-11 | 0.12599 | 0.443 | 6.6497e-11 | 0.15851 | -0.15851 | 0 | -160.0492 | 19.9508 | 0 | 19.9508 | -160.0492 | 1.1144 | 0.70495 | 0.62505 | 1.1144 | 0.5572 | 0.5572 | 0.88805 | -148.2089 | 145.4911 | 0.88805 | -179.1119 | -179.1119
Line17_5_19 | 0.12195 | 0.28528 | 0.2934 | 0.12195 | 0.28528 | 0.2934 | 0.028164 | 0.065882 | 0.067758 | 0.028164 | 0.065882 | 0.067758 | -0.0071346 | -0.045778 | 0.0048417 | 0.0072833 | 0.046592 | -0.0039809 | -0.030425 | -0.042448 | -0.056967 | 0.030722 | 0.044076 | 0.058688 | 103.7902 | 5.3841 | -150.3362 | -76.2098 | -174.6159 | 29.6638 | 1.1096 | 0.9476 | 0.84377 | 1.1211 | 0.97351 | 0.86813 | 0.59277 | -131.7772 | 124.5218 | 0.45324 | -131.2053 | 123.5443
Line1_1_3 | 0.099923 | 0.2363 | 0.24938 | 0.099923 | 0.2363 | 0.24938 | 0.023076 | 0.054571 | 0.057592 | 0.023076 | 0.054571 | 0.057592 | -0.0047219 | -0.038221 | 0.0040689 | 0.0048218 | 0.038779 | -0.0034469 | -0.024896 | -0.032705 | -0.04703 | 0.025095 | 0.033821 | 0.048274 | 101.4748 | 7.0658 | -149.3875 | -78.5252 | -172.9342 | 30.6125 | 1.0981 | 0.9218 | 0.81966 | 1.1074 | 0.94292 | 0.84034 | 0.73522 | -132.3812 | 125.5572 | 0.59871 | -131.8406 | 124.6967
Line2_1_4 | 0.17123 | 3.2049 | 3.2539 | 0.17123 | 3.2049 | 3.2539 | 0.039543 | 0.74015 | 0.75146 | 0.039543 | 0.74015 | 0.75146 | -0.026068 | 0.6176 | -0.16975 | 0.026361 | -0.51488 | 0.27563 | -0.034726 | 0.28993 | 0.59209 | 0.035313 | -0.084499 | -0.38033 | 127.6293 | -157.5288 | 19.5598 | -52.3707 | 22.4712 | -160.4402 | 1.0981 | 0.9218 | 0.81966 | 1.1144 | 0.70495 | 0.62505 | 0.73522 | -132.3812 | 125.5572 | 0.88805 | -148.2089 | 145.4911
Line3_1_5 | 0.12195 | 0.28528 | 0.2934 | 0.12195 | 0.28528 | 0.2934 | 0.028164 | 0.065882 | 0.067758 | 0.028164 | 0.065882 | 0.067758 | -0.0069858 | -0.044964 | 0.0057026 | 0.0071346 | 0.045778 | -0.0048417 | -0.030127 | -0.040821 | -0.055245 | 0.030425 | 0.042448 | 0.056967 | 103.7902 | 5.3841 | -150.3362 | -76.2098 | -174.6159 | 29.6638 | 1.0981 | 0.9218 | 0.81966 | 1.1096 | 0.9476 | 0.84377 | 0.73522 | -132.3812 | 125.5572 | 0.59277 | -131.7772 | 124.5218
Line4_2_6 | 0.11353 | 0.26694 | 0.27713 | 0.11353 | 0.26694 | 0.27713 | 0.02622 | 0.061647 | 0.064001 | 0.02622 | 0.061647 | 0.064001 | -0.0062288 | -0.0432 | 0.0043089 | 0.0063577 | 0.043913 | -0.0035409 | -0.028396 | -0.039161 | -0.053749 | 0.028653 | 0.040586 | 0.055285 | 102.967 | 6.0085 | -149.9966 | -77.033 | -173.9915 | 30.0034 | 1.1087 | 0.94584 | 0.8425 | 1.1194 | 0.96998 | 0.86558 | 0.59458 | -131.7991 | 124.5869 | 0.45663 | -131.246 | 123.6681
Line5_6_7 | 0.11353 | 0.26694 | 0.27713 | 0.11353 | 0.26694 | 0.27713 | 0.02622 | 0.061647 | 0.064001 | 0.02622 | 0.061647 | 0.064001 | -0.0063577 | -0.043913 | 0.0035409 | 0.0064866 | 0.044625 | -0.0027729 | -0.028653 | -0.040586 | -0.055285 | 0.028911 | 0.042011 | 0.056821 | 102.967 | 6.0085 | -149.9966 | -77.033 | -173.9915 | 30.0034 | 1.1194 | 0.96998 | 0.86558 | 1.1301 | 0.9942 | 0.88887 | 0.45663 | -131.246 | 123.6681 | 0.32128 | -130.7197 | 122.7972
Line6_7_8 | 0 | 0 | 0 | 0 | 0 | 0 | 0 | 0 | 0 | 0 | 0 | 0 | 9.9544e-10 | -4.0987e-10 | -1.5632e-09 | -9.9544e-10 | 4.0987e-10 | 1.5632e-09 | -7.3188e-11 | 2.1359e-09 | -5.0102e-10 | 7.3188e-11 | -2.1359e-09 | 5.0102e-10 | 0 | 0 | 0 | 0 | 0 | 0 | 1.1301 | 0.9942 | 0.88887 | 1.1301 | 0.9942 | 0.88887 | 0.32128 | -130.7197 | 122.7972 | 0.32128 | -130.7197 | 122.7972
Line7_8_9 | 0 | 0 | 0 | 0 | 0 | 0 | 0 | 0 | 0 | 0 | 0 | 0 | 3.3181e-10 | -1.3662e-10 | -5.2108e-10 | -3.3181e-10 | 1.3662e-10 | 5.2108e-10 | -2.4396e-11 | 7.1196e-10 | -1.6701e-10 | 2.4396e-11 | -7.1196e-10 | 1.6701e-10 | 0 | 0 | 0 | 0 | 0 | 0 | 1.1301 | 0.9942 | 0.88887 | 1.1301 | 0.9942 | 0.88887 | 0.32128 | -130.7197 | 122.7972 | 0.32128 | -130.7197 | 122.7972
Line8_8_10 | 0 | 0 | 0 | 0 | 0 | 0 | 0 | 0 | 0 | 0 | 0 | 0 | 3.3181e-10 | -1.3662e-10 | -5.2108e-10 | -3.3181e-10 | 1.3662e-10 | 5.2108e-10 | -2.4396e-11 | 7.1196e-10 | -1.6701e-10 | 2.4396e-11 | -7.1196e-10 | 1.6701e-10 | 0 | 0 | 0 | 0 | 0 | 0 | 1.1301 | 0.9942 | 0.88887 | 1.1301 | 0.9942 | 0.88887 | 0.32128 | -130.7197 | 122.7972 | 0.32128 | -130.7197 | 122.7972
Line9_3_11 | 0.099923 | 0.2363 | 0.24938 | 0.099923 | 0.2363 | 0.24938 | 0.023076 | 0.054571 | 0.057592 | 0.023076 | 0.054571 | 0.057592 | -0.0048218 | -0.038779 | 0.0034469 | 0.0049216 | 0.039337 | -0.002825 | -0.025095 | -0.033821 | -0.048274 | 0.025295 | 0.034938 | 0.049518 | 101.4748 | 7.0658 | -149.3875 | -78.5252 | -172.9342 | 30.6125 | 1.1074 | 0.94292 | 0.84034 | 1.1167 | 0.96412 | 0.8612 | 0.59871 | -131.8406 | 124.6967 | 0.46447 | -131.3238 | 123.8777

## LL_max_10
name | pf_ikss_a_from_ka | pf_ikss_b_from_ka | pf_ikss_c_from_ka | pf_ikss_a_to_ka | pf_ikss_b_to_ka | pf_ikss_c_to_ka | pf_skss_a_from_mw | pf_skss_b_from_mw | pf_skss_c_from_mw | pf_skss_a_to_mw | pf_skss_b_to_mw | pf_skss_c_to_mw | pf_p_a_from_mw | pf_p_b_from_mw | pf_p_c_from_mw | pf_p_a_to_mw | pf_p_b_to_mw | pf_p_c_to_mw | pf_q_a_from_mvar | pf_q_b_from_mvar | pf_q_c_from_mvar | pf_q_a_to_mvar | pf_q_b_to_mvar | pf_q_c_to_mvar | pf_ikss_a_from_degree | pf_ikss_b_from_degree | pf_ikss_c_from_degree | pf_ikss_a_to_degree | pf_ikss_b_to_degree | pf_ikss_c_to_degree | pf_vm_a_from_pu | pf_vm_b_from_pu | pf_vm_c_from_pu | pf_vm_a_to_pu | pf_vm_b_to_pu | pf_vm_c_to_pu | pf_va_a_from_degree | pf_va_b_from_degree | pf_va_c_from_degree | pf_va_a_to_degree | pf_va_b_to_degree | pf_va_c_to_degree
Line0_1_2 | 0.11463 | 0.27519 | 0.28453 | 0.11463 | 0.27519 | 0.28453 | 0.026472 | 0.063554 | 0.065709 | 0.026472 | 0.063554 | 0.065709 | -0.0066939 | -0.046088 | 0.0059101 | 0.0068253 | 0.046846 | -0.0051006 | -0.029718 | -0.039963 | -0.055537 | 0.029981 | 0.041477 | 0.057156 | 103.446 | 6.2376 | -150.2036 | -76.554 | -173.7624 | 29.7964 | 1.1507 | 0.95984 | 0.84998 | 1.1615 | 0.98451 | 0.8733 | 0.75217 | -132.8341 | 125.8708 | 0.62092 | -132.2405 | 124.8959
Line10_11_12 | 0.10124 | 0.2447 | 0.25706 | 0.10124 | 0.2447 | 0.25706 | 0.023381 | 0.056511 | 0.059366 | 0.023381 | 0.056511 | 0.059366 | -0.0054388 | -0.042821 | 0.0034932 | 0.0055413 | 0.04342 | -0.0028324 | -0.026801 | -0.037176 | -0.052873 | 0.027006 | 0.038373 | 0.054194 | 101.9695 | 7.2836 | -149.6046 | -78.0305 | -172.7164 | 30.3954 | 1.1696 | 1.0035 | 0.89256 | 1.1791 | 1.0254 | 0.91413 | 0.49798 | -131.7529 | 124.1753 | 0.37394 | -131.2468 | 123.3871
Line11_12_13 | 0.10124 | 0.2447 | 0.25706 | 0.10124 | 0.2447 | 0.25706 | 0.023381 | 0.056511 | 0.059366 | 0.023381 | 0.056511 | 0.059366 | -0.0055413 | -0.04342 | 0.0028324 | 0.0056438 | 0.044018 | -0.0021715 | -0.027006 | -0.038373 | -0.054194 | 0.027211 | 0.039571 | 0.055516 | 101.9695 | 7.2836 | -149.6046 | -78.0305 | -172.7164 | 30.3954 | 1.1791 | 1.0254 | 0.91413 | 1.1886 | 1.0474 | 0.93586 | 0.37394 | -131.2468 | 123.3871 | 0.25188 | -130.762 | 122.6354
Line12_13_15 | 0 | 0 | 0 | 0 | 0 | 0 | 0 | 0 | 0 | 0 | 0 | 0 | 1.1583e-09 | -3.8309e-10 | -1.6777e-09 | -1.1583e-09 | 3.8309e-10 | 1.6777e-09 | -6.3225e-11 | 2.3665e-09 | -5.2068e-10 | 6.3225e-11 | -2.3665e-09 | 5.2068e-10 | 0 | 0 | 0 | 0 | 0 | 0 | 1.1886 | 1.0474 | 0.93586 | 1.1886 | 1.0474 | 0.93586 | 0.25188 | -130.762 | 122.6354 | 0.25188 | -130.762 | 122.6354
Line13_13_14 | 0.10124 | 0.2447 | 0.25706 | 0.10124 | 0.2447 | 0.25706 | 0.023381 | 0.056511 | 0.059366 | 0.023381 | 0.056511 | 0.059366 | -0.0056438 | -0.044018 | 0.0021715 | 0.0057463 | 0.044617 | -0.0015107 | -0.027211 | -0.039571 | -0.055516 | 0.027416 | 0.040768 | 0.056837 | 101.9695 | 7.2836 | -149.6046 | -78.0305 | -172.7164 | 30.3954 | 1.1886 | 1.0474 | 0.93586 | 1.1981 | 1.0695 | 0.95775 | 0.25188 | -130.762 | 122.6354 | 0.13175 | -130.2972 | 121.918
Line14_15_16 | 0 | 0 | 0 | 0 | 0 | 0 | 0 | 0 | 0 | 0 | 0 | 0 | 7.722e-10 | -2.5539e-10 | -1.1185e-09 | -7.722e-10 | 2.5539e-10 | 1.1185e-09 | -4.215e-11 | 1.5777e-09 | -3.4712e-10 | 4.215e-11 | -1.5777e-09 | 3.4712e-10 | 0 | 0 | 0 | 0 | 0 | 0 | 1.1886 | 1.0474 | 0.93586 | 1.1886 | 1.0474 | 0.93586 | 0.25188 | -130.762 | 122.6354 | 0.25188 | -130.762 | 122.6354
Line15_16_17 | 0 | 0 | 0 | 0 | 0 | 0 | 0 | 0 | 0 | 0 | 0 | 0 | 3.861e-10 | -1.277e-10 | -5.5925e-10 | -3.861e-10 | 1.277e-10 | 5.5925e-10 | -2.1075e-11 | 7.8885e-10 | -1.7356e-10 | 2.1075e-11 | -7.8885e-10 | 1.7356e-10 | 0 | 0 | 0 | 0 | 0 | 0 | 1.1886 | 1.0474 | 0.93586 | 1.1886 | 1.0474 | 0.93586 | 0.25188 | -130.762 | 122.6354 | 0.25188 | -130.762 | 122.6354
Line16_4_18 | 0 | 3.8917 | 3.8917 | 0 | 3.8917 | 3.8917 | 0 | 0.89876 | 0.89876 | 0 | 0.89876 | 0.89876 | 2.877e-10 | 0.64773 | -0.34482 | -2.877e-10 | -0.49627 | 0.49627 | -7.3698e-11 | 0.13326 | 0.47256 | 7.3698e-11 | 0.16965 | -0.16965 | 0 | -160.2299 | 19.7701 | 0 | 19.7701 | -160.2299 | 1.1671 | 0.73579 | 0.65089 | 1.1671 | 0.58355 | 0.58355 | 0.89707 | -148.6042 | 145.8872 | 0.89707 | -179.1029 | -179.1029
Line17_5_19 | 0.12286 | 0.29332 | 0.30052 | 0.12286 | 0.29332 | 0.30052 | 0.028373 | 0.067739 | 0.069403 | 0.028373 | 0.067739 | 0.069403 | -0.0077739 | -0.049525 | 0.0056797 | 0.0079248 | 0.050385 | -0.0047765 | -0.032049 | -0.044839 | -0.060429 | 0.032351 | 0.04656 | 0.062235 | 104.2542 | 5.624 | -150.5362 | -75.7458 | -174.376 | 29.4638 | 1.1623 | 0.98625 | 0.87453 | 1.1739 | 1.0128 | 0.89936 | 0.61963 | -132.2189 | 124.8332 | 0.48972 | -131.6358 | 123.8526
Line1_1_3 | 0.10124 | 0.2447 | 0.25706 | 0.10124 | 0.2447 | 0.25706 | 0.023381 | 0.056511 | 0.059366 | 0.023381 | 0.056511 | 0.059366 | -0.0052338 | -0.041623 | 0.0048148 | 0.0053363 | 0.042222 | -0.004154 | -0.026391 | -0.034781 | -0.050229 | 0.026596 | 0.035978 | 0.051551 | 101.9695 | 7.2836 | -149.6046 | -78.0305 | -172.7164 | 30.3954 | 1.1507 | 0.95984 | 0.84998 | 1.1602 | 0.98161 | 0.87117 | 0.75217 | -132.8341 | 125.8708 | 0.62404 | -132.2815 | 125.0023
Line2_1_4 | 0.17176 | 3.3205 | 3.37 | 0.17176 | 3.3205 | 3.37 | 0.039666 | 0.76684 | 0.77828 | 0.039666 | 0.76684 | 0.77828 | -0.027334 | 0.66722 | -0.18783 | 0.027629 | -0.55696 | 0.30141 | -0.036555 | 0.31076 | 0.63429 | 0.037145 | -0.090245 | -0.40714 | 127.5402 | -157.8079 | 19.3749 | -52.4598 | 22.1921 | -160.6251 | 1.1507 | 0.95984 | 0.84998 | 1.1671 | 0.73579 | 0.65089 | 0.75217 | -132.8341 | 125.8708 | 0.89707 | -148.6042 | 145.8872
Line3_1_5 | 0.12286 | 0.29332 | 0.30052 | 0.12286 | 0.29332 | 0.30052 | 0.028373 | 0.067739 | 0.069403 | 0.028373 | 0.067739 | 0.069403 | -0.007623 | -0.048665 | 0.0065828 | 0.0077739 | 0.049525 | -0.0056797 | -0.031747 | -0.043118 | -0.058623 | 0.032049 | 0.044839 | 0.060429 | 104.2542 | 5.624 | -150.5362 | -75.7458 | -174.376 | 29.4638 | 1.1507 | 0.95984 | 0.84998 | 1.1623 | 0.98625 | 0.87453 | 0.75217 | -132.8341 | 125.8708 | 0.61963 | -132.2189 | 124.8332
Line4_2_6 | 0.11463 | 0.27519 | 0.28453 | 0.11463 | 0.27519 | 0.28453 | 0.026472 | 0.063554 | 0.065709 | 0.026472 | 0.063554 | 0.065709 | -0.0068253 | -0.046846 | 0.0051006 | 0.0069567 | 0.047603 | -0.004291 | -0.029981 | -0.041477 | -0.057156 | 0.030243 | 0.042992 | 0.058775 | 103.446 | 6.2376 | -150.2036 | -76.554 | -173.7624 | 29.7964 | 1.1615 | 0.98451 | 0.8733 | 1.1723 | 1.0093 | 0.89687 | 0.62092 | -132.2405 | 124.8959 | 0.49207 | -131.676 | 123.972
Line5_6_7 | 0.11463 | 0.27519 | 0.28453 | 0.11463 | 0.27519 | 0.28453 | 0.026472 | 0.063554 | 0.065709 | 0.026472 | 0.063554 | 0.065709 | -0.0069567 | -0.047603 | 0.004291 | 0.0070881 | 0.04836 | -0.0034815 | -0.030243 | -0.042992 | -0.058775 | 0.030506 | 0.044507 | 0.060394 | 103.446 | 6.2376 | -150.2036 | -76.554 | -173.7624 | 29.7964 | 1.1723 | 1.0093 | 0.89687 | 1.1831 | 1.0341 | 0.92065 | 0.49207 | -131.676 | 123.972 | 0.36558 | -131.1385 | 123.0956
Line6_7_8 | 0 | 0 | 0 | 0 | 0 | 0 | 0 | 0 | 0 | 0 | 0 | 0 | 1.0814e-09 | -5.1347e-10 | -1.8e-09 | -1.0814e-09 | 5.1347e-10 | 1.8e-09 | -9.1339e-11 | 2.4173e-09 | -6.0157e-10 | 9.1339e-11 | -2.4173e-09 | 6.0157e-10 | 0 | 0 | 0 | 0 | 0 | 0 | 1.1831 | 1.0341 | 0.92065 | 1.1831 | 1.0341 | 0.92065 | 0.36558 | -131.1385 | 123.0956 | 0.36558 | -131.1385 | 123.0956
Line7_8_9 | 0 | 0 | 0 | 0 | 0 | 0 | 0 | 0 | 0 | 0 | 0 | 0 | 3.6048e-10 | -1.7116e-10 | -6.0001e-10 | -3.6048e-10 | 1.7116e-10 | 6.0001e-10 | -3.0446e-11 | 8.0577e-10 | -2.0053e-10 | 3.0446e-11 | -8.0577e-10 | 2.0053e-10 | 0 | 0 | 0 | 0 | 0 | 0 | 1.1831 | 1.0341 | 0.92065 | 1.1831 | 1.0341 | 0.92065 | 0.36558 | -131.1385 | 123.0956 | 0.36558 | -131.1385 | 123.0956
Line8_8_10 | 0 | 0 | 0 | 0 | 0 | 0 | 0 | 0 | 0 | 0 | 0 | 0 | 3.6048e-10 | -1.7116e-10 | -6.0001e-10 | -3.6048e-10 | 1.7116e-10 | 6.0001e-10 | -3.0446e-11 | 8.0577e-10 | -2.0052e-10 | 3.0446e-11 | -8.0577e-10 | 2.0053e-10 | 0 | 0 | 0 | 0 | 0 | 0 | 1.1831 | 1.0341 | 0.92065 | 1.1831 | 1.0341 | 0.92065 | 0.36558 | -131.1385 | 123.0956 | 0.36558 | -131.1385 | 123.0956
Line9_3_11 | 0.10124 | 0.2447 | 0.25706 | 0.10124 | 0.2447 | 0.25706 | 0.023381 | 0.056511 | 0.059366 | 0.023381 | 0.056511 | 0.059366 | -0.0053363 | -0.042222 | 0.004154 | 0.0054388 | 0.042821 | -0.0034932 | -0.026596 | -0.035978 | -0.051551 | 0.026801 | 0.037176 | 0.052873 | 101.9695 | 7.2836 | -149.6046 | -78.0305 | -172.7164 | 30.3954 | 1.1602 | 0.98161 | 0.87117 | 1.1696 | 1.0035 | 0.89256 | 0.62404 | -132.2815 | 125.0023 | 0.49798 | -131.7529 | 124.1753

## LL_max_fault_6
name | pf_ikss_a_from_ka | pf_ikss_b_from_ka | pf_ikss_c_from_ka | pf_ikss_a_to_ka | pf_ikss_b_to_ka | pf_ikss_c_to_ka | pf_skss_a_from_mw | pf_skss_b_from_mw | pf_skss_c_from_mw | pf_skss_a_to_mw | pf_skss_b_to_mw | pf_skss_c_to_mw | pf_p_a_from_mw | pf_p_b_from_mw | pf_p_c_from_mw | pf_p_a_to_mw | pf_p_b_to_mw | pf_p_c_to_mw | pf_q_a_from_mvar | pf_q_b_from_mvar | pf_q_c_from_mvar | pf_q_a_to_mvar | pf_q_b_to_mvar | pf_q_c_to_mvar | pf_ikss_a_from_degree | pf_ikss_b_from_degree | pf_ikss_c_from_degree | pf_ikss_a_to_degree | pf_ikss_b_to_degree | pf_ikss_c_to_degree | pf_vm_a_from_pu | pf_vm_b_from_pu | pf_vm_c_from_pu | pf_vm_a_to_pu | pf_vm_b_to_pu | pf_vm_c_to_pu | pf_va_a_from_degree | pf_va_b_from_degree | pf_va_c_from_degree | pf_va_a_to_degree | pf_va_b_to_degree | pf_va_c_to_degree
Line0_1_2 | 0.11279 | 0.11365 | 0.11548 | 0.11279 | 0.11365 | 0.11548 | 0.026047 | 0.026245 | 0.026669 | 0.026047 | 0.026245 | 0.026669 | -0.0016388 | -0.0024304 | -0.0018469 | 0.001766 | 0.0025596 | 0.0019803 | -0.028504 | -0.028626 | -0.029051 | 0.028759 | 0.028884 | 0.029317 | 93.4017 | -25.2715 | -146.3008 | -86.5983 | 154.7285 | 33.6992 | 1.0961 | 1.0946 | 1.0915 | 1.1062 | 1.1049 | 1.1018 | 0.11112 | -120.1244 | 120.0614 | -0.11239 | -120.3355 | 119.8349
Line10_11_12 | 0.10058 | 0.10125 | 0.10299 | 0.10058 | 0.10125 | 0.10299 | 0.023228 | 0.023384 | 0.023785 | 0.023228 | 0.023384 | 0.023785 | -0.0015555 | -0.0022786 | -0.0017771 | 0.0016566 | 0.0023811 | 0.0018831 | -0.02583 | -0.025923 | -0.026338 | 0.026032 | 0.026128 | 0.02655 | 93.1576 | -25.4779 | -146.4827 | -86.8424 | 154.5221 | 33.5173 | 1.114 | 1.1129 | 1.1099 | 1.123 | 1.122 | 1.1191 | -0.28863 | -120.5012 | 119.6573 | -0.48372 | -120.685 | 119.4602
Line11_12_13 | 0.10058 | 0.10125 | 0.10299 | 0.10058 | 0.10125 | 0.10299 | 0.023228 | 0.023384 | 0.023785 | 0.023228 | 0.023384 | 0.023785 | -0.0016566 | -0.0023811 | -0.0018831 | 0.0017578 | 0.0024836 | 0.0019892 | -0.026032 | -0.026128 | -0.02655 | 0.026234 | 0.026333 | 0.026763 | 93.1576 | -25.4779 | -146.4827 | -86.8424 | 154.5221 | 33.5173 | 1.123 | 1.122 | 1.1191 | 1.132 | 1.1311 | 1.1283 | -0.48372 | -120.685 | 119.4602 | -0.67572 | -120.8659 | 119.2664
Line12_13_15 | 0 | 0 | 0 | 0 | 0 | 0 | 0 | 0 | 0 | 0 | 0 | 0 | 1.0214e-09 | 1.0107e-09 | 9.7264e-10 | -1.0214e-09 | -1.0107e-09 | -9.7264e-10 | 1.5419e-10 | 1.9743e-10 | 1.6686e-10 | -1.5419e-10 | -1.9743e-10 | -1.6686e-10 | 0 | 0 | 0 | 0 | 0 | 0 | 1.132 | 1.1311 | 1.1283 | 1.132 | 1.1311 | 1.1283 | -0.67572 | -120.8659 | 119.2664 | -0.67572 | -120.8659 | 119.2664
Line13_13_14 | 0.10058 | 0.10125 | 0.10299 | 0.10058 | 0.10125 | 0.10299 | 0.023228 | 0.023384 | 0.023785 | 0.023228 | 0.023384 | 0.023785 | -0.0017578 | -0.0024836 | -0.0019892 | 0.001859 | 0.0025862 | 0.0020953 | -0.026234 | -0.026333 | -0.026763 | 0.026437 | 0.026538 | 0.026975 | 93.1576 | -25.4779 | -146.4827 | -86.8424 | 154.5221 | 33.5173 | 1.132 | 1.1311 | 1.1283 | 1.1409 | 1.1403 | 1.1375 | -0.67572 | -120.8659 | 119.2664 | -0.8647 | -121.0438 | 119.0757
Line14_15_16 | 0 | 0 | 0 | 0 | 0 | 0 | 0 | 0 | 0 | 0 | 0 | 0 | 6.8094e-10 | 6.7382e-10 | 6.4843e-10 | -6.8094e-10 | -6.7382e-10 | -6.4843e-10 | 1.0279e-10 | 1.3162e-10 | 1.1124e-10 | -1.0279e-10 | -1.3162e-10 | -1.1124e-10 | 0 | 0 | 0 | 0 | 0 | 0 | 1.132 | 1.1311 | 1.1283 | 1.132 | 1.1311 | 1.1283 | -0.67572 | -120.8659 | 119.2664 | -0.67572 | -120.8659 | 119.2664
Line15_16_17 | 0 | 0 | 0 | 0 | 0 | 0 | 0 | 0 | 0 | 0 | 0 | 0 | 3.4047e-10 | 3.3691e-10 | 3.2421e-10 | -3.4047e-10 | -3.3691e-10 | -3.2421e-10 | 5.1395e-11 | 6.5809e-11 | 5.5619e-11 | -5.1395e-11 | -6.581e-11 | -5.5619e-11 | 0 | 0 | 0 | 0 | 0 | 0 | 1.132 | 1.1311 | 1.1283 | 1.132 | 1.1311 | 1.1283 | -0.67572 | -120.8659 | 119.2664 | -0.67572 | -120.8659 | 119.2664
Line16_4_18 | 0 | 0.061767 | 0.061767 | 0 | 0.061767 | 0.061767 | 0 | 0.014265 | 0.014265 | 0 | 0.014265 | 0.014265 | 2.3711e-10 | 0.015206 | 0.0039464 | -2.3711e-10 | -0.015168 | -0.0039082 | -1.1446e-12 | 0.004065 | 0.015164 | 1.1446e-12 | -0.0039887 | -0.015087 | 0 | -135.3973 | 44.6027 | 0 | 44.6027 | -135.3973 | 1.1083 | 1.1034 | 1.0984 | 1.1083 | 1.0995 | 1.0926 | 0.015368 | -120.4303 | 120.015 | 0.015368 | -120.6636 | 120.08
Line17_5_19 | 0.12007 | 0.12104 | 0.12292 | 0.12007 | 0.12104 | 0.12292 | 0.027729 | 0.027953 | 0.028388 | 0.027729 | 0.027953 | 0.028388 | -0.0019664 | -0.0028005 | -0.0021768 | 0.0021106 | 0.002947 | 0.0023279 | -0.030628 | -0.030776 | -0.031221 | 0.030916 | 0.031069 | 0.031523 | 93.5482 | -25.1486 | -146.1902 | -86.4518 | 154.8514 | 33.8098 | 1.1068 | 1.1055 | 1.1025 | 1.1176 | 1.1165 | 1.1135 | -0.12526 | -120.3478 | 119.8215 | -0.35711 | -120.567 | 119.5864
Line1_1_3 | 0.10058 | 0.10125 | 0.10299 | 0.10058 | 0.10125 | 0.10299 | 0.023228 | 0.023384 | 0.023785 | 0.023228 | 0.023384 | 0.023785 | -0.0013532 | -0.0020735 | -0.0015649 | 0.0014543 | 0.0021761 | 0.001671 | -0.025425 | -0.025513 | -0.025914 | 0.025627 | 0.025718 | 0.026126 | 93.1576 | -25.4779 | -146.4828 | -86.8424 | 154.5221 | 33.5172 | 1.0961 | 1.0946 | 1.0915 | 1.1051 | 1.1037 | 1.1007 | 0.11112 | -120.1244 | 120.0614 | -0.090371 | -120.3143 | 119.8577
Line2_1_4 | 0.12756 | 0.1092 | 0.072396 | 0.12756 | 0.1092 | 0.072396 | 0.029458 | 0.025218 | 0.016719 | 0.029458 | 0.025218 | 0.016719 | -0.0099459 | 0.0035112 | -0.0060211 | 0.010109 | -0.003392 | 0.0060735 | -0.03072 | -0.02738 | -0.017227 | 0.031046 | 0.027618 | 0.017332 | 108.051 | -37.4321 | -130.6731 | -71.949 | 142.5679 | 49.3269 | 1.0961 | 1.0946 | 1.0915 | 1.1083 | 1.1034 | 1.0984 | 0.11112 | -120.1244 | 120.0614 | 0.015368 | -120.4303 | 120.015
Line3_1_5 | 0.12007 | 0.12104 | 0.12292 | 0.12007 | 0.12104 | 0.12292 | 0.027729 | 0.027953 | 0.028388 | 0.027729 | 0.027953 | 0.028388 | -0.0018222 | -0.002654 | -0.0020257 | 0.0019664 | 0.0028005 | 0.0021768 | -0.03034 | -0.030483 | -0.030919 | 0.030628 | 0.030776 | 0.031221 | 93.5482 | -25.1486 | -146.1902 | -86.4518 | 154.8514 | 33.8098 | 1.0961 | 1.0946 | 1.0915 | 1.1068 | 1.1055 | 1.1025 | 0.11112 | -120.1244 | 120.0614 | -0.12526 | -120.3478 | 119.8215
Line4_2_6 | 0.11279 | 0.11365 | 0.11548 | 0.11279 | 0.11365 | 0.11548 | 0.026047 | 0.026245 | 0.026669 | 0.026047 | 0.026245 | 0.026669 | -0.001766 | -0.0025596 | -0.0019803 | 0.0018933 | 0.0026887 | 0.0021137 | -0.028759 | -0.028884 | -0.029317 | 0.029013 | 0.029143 | 0.029584 | 93.4017 | -25.2715 | -146.3008 | -86.5983 | 154.7285 | 33.6992 | 1.1062 | 1.1049 | 1.1018 | 1.1162 | 1.1151 | 1.1121 | -0.11239 | -120.3355 | 119.8349 | -0.33188 | -120.5427 | 119.6126
Line5_6_7 | 0.11279 | 0.11365 | 0.11548 | 0.11279 | 0.11365 | 0.11548 | 0.026047 | 0.026245 | 0.026669 | 0.026047 | 0.026245 | 0.026669 | -0.0018933 | -0.0026887 | -0.0021137 | 0.0020205 | 0.0028179 | 0.002247 | -0.029013 | -0.029143 | -0.029584 | 0.029267 | 0.029401 | 0.029851 | 93.4017 | -25.2715 | -146.3008 | -86.5983 | 154.7285 | 33.6992 | 1.1162 | 1.1151 | 1.1121 | 1.1263 | 1.1254 | 1.1225 | -0.33188 | -120.5427 | 119.6126 | -0.54744 | -120.7461 | 119.3944
Line6_7_8 | 0 | 0 | 0 | 0 | 0 | 0 | 0 | 0 | 0 | 0 | 0 | 0 | 9.4594e-10 | 9.3416e-10 | 8.9534e-10 | -9.4594e-10 | -9.3416e-10 | -8.9534e-10 | 1.2429e-10 | 1.6926e-10 | 1.3704e-10 | -1.2429e-10 | -1.6926e-10 | -1.3704e-10 | 0 | 0 | 0 | 0 | 0 | 0 | 1.1263 | 1.1254 | 1.1225 | 1.1263 | 1.1254 | 1.1225 | -0.54744 | -120.7461 | 119.3944 | -0.54744 | -120.7461 | 119.3944
Line7_8_9 | 0 | 0 | 0 | 0 | 0 | 0 | 0 | 0 | 0 | 0 | 0 | 0 | 3.1531e-10 | 3.1139e-10 | 2.9845e-10 | -3.1531e-10 | -3.1139e-10 | -2.9845e-10 | 4.1431e-11 | 5.642e-11 | 4.5678e-11 | -4.1431e-11 | -5.642e-11 | -4.5679e-11 | 0 | 0 | 0 | 0 | 0 | 0 | 1.1263 | 1.1254 | 1.1225 | 1.1263 | 1.1254 | 1.1225 | -0.54744 | -120.7461 | 119.3944 | -0.54744 | -120.7461 | 119.3944
Line8_8_10 | 0 | 0 | 0 | 0 | 0 | 0 | 0 | 0 | 0 | 0 | 0 | 0 | 3.1531e-10 | 3.1139e-10 | 2.9845e-10 | -3.1531e-10 | -3.1139e-10 | -2.9845e-10 | 4.1431e-11 | 5.642e-11 | 4.5678e-11 | -4.1431e-11 | -5.642e-11 | -4.5678e-11 | 0 | 0 | 0 | 0 | 0 | 0 | 1.1263 | 1.1254 | 1.1225 | 1.1263 | 1.1254 | 1.1225 | -0.54744 | -120.7461 | 119.3944 | -0.54744 | -120.7461 | 119.3944
Line9_3_11 | 0.10058 | 0.10125 | 0.10299 | 0.10058 | 0.10125 | 0.10299 | 0.023228 | 0.023384 | 0.023785 | 0.023228 | 0.023384 | 0.023785 | -0.0014543 | -0.0021761 | -0.001671 | 0.0015555 | 0.0022786 | 0.0017771 | -0.025627 | -0.025718 | -0.026126 | 0.02583 | 0.025923 | 0.026338 | 93.1576 | -25.4779 | -146.4828 | -86.8424 | 154.5221 | 33.5172 | 1.1051 | 1.1037 | 1.1007 | 1.114 | 1.1129 | 1.1099 | -0.090371 | -120.3143 | 119.8577 | -0.28863 | -120.5012 | 119.6573

## LL_max_fault_10
name | pf_ikss_a_from_ka | pf_ikss_b_from_ka | pf_ikss_c_from_ka | pf_ikss_a_to_ka | pf_ikss_b_to_ka | pf_ikss_c_to_ka | pf_skss_a_from_mw | pf_skss_b_from_mw | pf_skss_c_from_mw | pf_skss_a_to_mw | pf_skss_b_to_mw | pf_skss_c_to_mw | pf_p_a_from_mw | pf_p_b_from_mw | pf_p_c_from_mw | pf_p_a_to_mw | pf_p_b_to_mw | pf_p_c_to_mw | pf_q_a_from_mvar | pf_q_b_from_mvar | pf_q_c_from_mvar | pf_q_a_to_mvar | pf_q_b_to_mvar | pf_q_c_to_mvar | pf_ikss_a_from_degree | pf_ikss_b_from_degree | pf_ikss_c_from_degree | pf_ikss_a_to_degree | pf_ikss_b_to_degree | pf_ikss_c_to_degree | pf_vm_a_from_pu | pf_vm_b_from_pu | pf_vm_c_from_pu | pf_vm_a_to_pu | pf_vm_b_to_pu | pf_vm_c_to_pu | pf_va_a_from_degree | pf_va_b_from_degree | pf_va_c_from_degree | pf_va_a_to_degree | pf_va_b_to_degree | pf_va_c_to_degree
Line0_1_2 | 0.11355 | 0.11447 | 0.1164 | 0.11355 | 0.11447 | 0.1164 | 0.026223 | 0.026435 | 0.026881 | 0.026223 | 0.026435 | 0.026881 | -0.0017586 | -0.0026335 | -0.0019858 | 0.0018876 | 0.0027645 | 0.0021213 | -0.030068 | -0.030206 | -0.030674 | 0.030326 | 0.030468 | 0.030945 | 93.4572 | -25.1541 | -146.2378 | -86.5428 | 154.8459 | 33.7622 | 1.1486 | 1.147 | 1.1435 | 1.1587 | 1.1573 | 1.1539 | 0.10988 | -120.1369 | 120.058 | -0.10444 | -120.3387 | 119.8406
Line10_11_12 | 0.10167 | 0.1024 | 0.10423 | 0.10167 | 0.1024 | 0.10423 | 0.02348 | 0.023649 | 0.024072 | 0.02348 | 0.023649 | 0.024072 | -0.0016683 | -0.0024704 | -0.0019105 | 0.0017716 | 0.0025753 | 0.0020192 | -0.027343 | -0.02745 | -0.027908 | 0.02755 | 0.027659 | 0.028126 | 93.2163 | -25.356 | -146.4153 | -86.7837 | 154.644 | 33.5847 | 1.1667 | 1.1654 | 1.1621 | 1.1758 | 1.1746 | 1.1714 | -0.27504 | -120.4987 | 119.6685 | -0.46305 | -120.6753 | 119.4784
Line11_12_13 | 0.10167 | 0.1024 | 0.10423 | 0.10167 | 0.1024 | 0.10423 | 0.02348 | 0.023649 | 0.024072 | 0.02348 | 0.023649 | 0.024072 | -0.0017716 | -0.0025753 | -0.0020192 | 0.001875 | 0.0026802 | 0.0021278 | -0.02755 | -0.027659 | -0.028126 | 0.027757 | 0.027869 | 0.028343 | 93.2163 | -25.356 | -146.4153 | -86.7837 | 154.644 | 33.5847 | 1.1758 | 1.1746 | 1.1714 | 1.1848 | 1.1839 | 1.1808 | -0.46305 | -120.6753 | 119.4784 | -0.64819 | -120.8492 | 119.2913
Line12_13_15 | 0 | 0 | 0 | 0 | 0 | 0 | 0 | 0 | 0 | 0 | 0 | 0 | 1.1065e-09 | 1.0938e-09 | 1.0499e-09 | -1.1065e-09 | -1.0938e-09 | -1.0499e-09 | 1.6218e-10 | 2.1231e-10 | 1.767e-10 | -1.6218e-10 | -2.1231e-10 | -1.767e-10 | 0 | 0 | 0 | 0 | 0 | 0 | 1.1848 | 1.1839 | 1.1808 | 1.1848 | 1.1839 | 1.1808 | -0.64819 | -120.8492 | 119.2913 | -0.64819 | -120.8492 | 119.2913
Line13_13_14 | 0.10167 | 0.1024 | 0.10423 | 0.10167 | 0.1024 | 0.10423 | 0.02348 | 0.023649 | 0.024072 | 0.02348 | 0.023649 | 0.024072 | -0.001875 | -0.0026802 | -0.0021278 | 0.0019784 | 0.002785 | 0.0022365 | -0.027757 | -0.027869 | -0.028343 | 0.027964 | 0.028079 | 0.02856 | 93.2163 | -25.356 | -146.4153 | -86.7837 | 154.644 | 33.5847 | 1.1848 | 1.1839 | 1.1808 | 1.1939 | 1.1931 | 1.1901 | -0.64819 | -120.8492 | 119.2913 | -0.83051 | -121.0204 | 119.1072
Line14_15_16 | 0 | 0 | 0 | 0 | 0 | 0 | 0 | 0 | 0 | 0 | 0 | 0 | 7.3765e-10 | 7.2923e-10 | 6.9993e-10 | -7.3765e-10 | -7.2923e-10 | -6.9993e-10 | 1.0812e-10 | 1.4154e-10 | 1.178e-10 | -1.0812e-10 | -1.4154e-10 | -1.178e-10 | 0 | 0 | 0 | 0 | 0 | 0 | 1.1848 | 1.1839 | 1.1808 | 1.1848 | 1.1839 | 1.1808 | -0.64819 | -120.8492 | 119.2913 | -0.64819 | -120.8492 | 119.2913
Line15_16_17 | 0 | 0 | 0 | 0 | 0 | 0 | 0 | 0 | 0 | 0 | 0 | 0 | 3.6882e-10 | 3.6461e-10 | 3.4997e-10 | -3.6882e-10 | -3.6461e-10 | -3.4997e-10 | 5.4061e-11 | 7.0769e-11 | 5.8901e-11 | -5.4061e-11 | -7.0769e-11 | -5.8901e-11 | 0 | 0 | 0 | 0 | 0 | 0 | 1.1848 | 1.1839 | 1.1808 | 1.1848 | 1.1839 | 1.1808 | -0.64819 | -120.8492 | 119.2913 | -0.64819 | -120.8492 | 119.2913
Line16_4_18 | 0 | 0.064679 | 0.064679 | 0 | 0.064679 | 0.064679 | 0 | 0.014937 | 0.014937 | 0 | 0.014937 | 0.014937 | 2.5889e-10 | 0.016676 | 0.004325 | -2.5889e-10 | -0.016634 | -0.0042832 | -1.2831e-12 | 0.0044571 | 0.016627 | 1.2831e-12 | -0.0043734 | -0.016544 | 0 | -135.4059 | 44.5941 | 0 | 44.5941 | -135.4059 | 1.1608 | 1.1556 | 1.1502 | 1.1608 | 1.1514 | 1.1441 | 0.015702 | -120.4416 | 120.0136 | 0.015702 | -120.6749 | 120.0787
Line17_5_19 | 0.12059 | 0.12162 | 0.1236 | 0.12059 | 0.12162 | 0.1236 | 0.027848 | 0.028088 | 0.028544 | 0.027848 | 0.028088 | 0.028544 | -0.0020931 | -0.0030129 | -0.0023224 | 0.0022385 | 0.0031608 | 0.0024751 | -0.032218 | -0.032384 | -0.032873 | 0.032509 | 0.032679 | 0.033178 | 93.6008 | -25.0347 | -146.1306 | -86.3992 | 154.9653 | 33.8694 | 1.1594 | 1.1579 | 1.1545 | 1.1701 | 1.1689 | 1.1656 | -0.11627 | -120.3501 | 119.8283 | -0.33826 | -120.5593 | 119.6029
Line1_1_3 | 0.10167 | 0.1024 | 0.10423 | 0.10167 | 0.1024 | 0.10423 | 0.02348 | 0.023649 | 0.024072 | 0.02348 | 0.023649 | 0.024072 | -0.0014615 | -0.0022607 | -0.0016932 | 0.0015649 | 0.0023656 | 0.0018019 | -0.02693 | -0.02703 | -0.027474 | 0.027137 | 0.02724 | 0.027691 | 93.2163 | -25.356 | -146.4153 | -86.7837 | 154.644 | 33.5847 | 1.1486 | 1.147 | 1.1435 | 1.1576 | 1.1562 | 1.1528 | 0.10988 | -120.1369 | 120.058 | -0.084083 | -120.3192 | 119.8617
Line2_1_4 | 0.12777 | 0.1093 | 0.069857 | 0.12777 | 0.1093 | 0.069857 | 0.029508 | 0.025241 | 0.016133 | 0.029508 | 0.025241 | 0.016133 | -0.0103 | 0.0044977 | -0.0060028 | 0.010464 | -0.0043783 | 0.0060516 | -0.032289 | -0.028599 | -0.017444 | 0.032616 | 0.028838 | 0.017541 | 107.8028 | -39.0744 | -130.9525 | -72.1972 | 140.9256 | 49.0475 | 1.1486 | 1.147 | 1.1435 | 1.1608 | 1.1556 | 1.1502 | 0.10988 | -120.1369 | 120.058 | 0.015702 | -120.4416 | 120.0136
Line3_1_5 | 0.12059 | 0.12162 | 0.1236 | 0.12059 | 0.12162 | 0.1236 | 0.027848 | 0.028088 | 0.028544 | 0.027848 | 0.028088 | 0.028544 | -0.0019477 | -0.002865 | -0.0021696 | 0.0020931 | 0.0030129 | 0.0023224 | -0.031927 | -0.032088 | -0.032567 | 0.032218 | 0.032384 | 0.032873 | 93.6008 | -25.0347 | -146.1306 | -86.3992 | 154.9653 | 33.8694 | 1.1486 | 1.147 | 1.1435 | 1.1594 | 1.1579 | 1.1545 | 0.10988 | -120.1369 | 120.058 | -0.11627 | -120.3501 | 119.8283
Line4_2_6 | 0.11355 | 0.11447 | 0.1164 | 0.11355 | 0.11447 | 0.1164 | 0.026223 | 0.026435 | 0.026881 | 0.026223 | 0.026435 | 0.026881 | -0.0018876 | -0.0027645 | -0.0021213 | 0.0020165 | 0.0028956 | 0.0022568 | -0.030326 | -0.030468 | -0.030945 | 0.030584 | 0.03073 | 0.031216 | 93.4572 | -25.1541 | -146.2378 | -86.5428 | 154.8459 | 33.7622 | 1.1587 | 1.1573 | 1.1539 | 1.1688 | 1.1676 | 1.1643 | -0.10444 | -120.3387 | 119.8406 | -0.31505 | -120.537 | 119.6271
Line5_6_7 | 0.11355 | 0.11447 | 0.1164 | 0.11355 | 0.11447 | 0.1164 | 0.026223 | 0.026435 | 0.026881 | 0.026223 | 0.026435 | 0.026881 | -0.0020165 | -0.0028956 | -0.0022568 | 0.0021454 | 0.0030266 | 0.0023923 | -0.030584 | -0.03073 | -0.031216 | 0.030842 | 0.030992 | 0.031487 | 93.4572 | -25.1541 | -146.2378 | -86.5428 | 154.8459 | 33.7622 | 1.1688 | 1.1676 | 1.1643 | 1.179 | 1.1779 | 1.1747 | -0.31505 | -120.537 | 119.6271 | -0.52204 | -120.7318 | 119.4173
Line6_7_8 | 0 | 0 | 0 | 0 | 0 | 0 | 0 | 0 | 0 | 0 | 0 | 0 | 1.0249e-09 | 1.011e-09 | 9.663e-10 | -1.0249e-09 | -1.011e-09 | -9.663e-10 | 1.2998e-10 | 1.8203e-10 | 1.4455e-10 | -1.2998e-10 | -1.8203e-10 | -1.4455e-10 | 0 | 0 | 0 | 0 | 0 | 0 | 1.179 | 1.1779 | 1.1747 | 1.179 | 1.1779 | 1.1747 | -0.52204 | -120.7318 | 119.4173 | -0.52204 | -120.7318 | 119.4173
Line7_8_9 | 0 | 0 | 0 | 0 | 0 | 0 | 0 | 0 | 0 | 0 | 0 | 0 | 3.4164e-10 | 3.3701e-10 | 3.221e-10 | -3.4164e-10 | -3.3701e-10 | -3.221e-10 | 4.3326e-11 | 6.0678e-11 | 4.8182e-11 | -4.3326e-11 | -6.0678e-11 | -4.8183e-11 | 0 | 0 | 0 | 0 | 0 | 0 | 1.179 | 1.1779 | 1.1747 | 1.179 | 1.1779 | 1.1747 | -0.52204 | -120.7318 | 119.4173 | -0.52204 | -120.7318 | 119.4173
Line8_8_10 | 0 | 0 | 0 | 0 | 0 | 0 | 0 | 0 | 0 | 0 | 0 | 0 | 3.4164e-10 | 3.3701e-10 | 3.221e-10 | -3.4164e-10 | -3.3701e-10 | -3.221e-10 | 4.3326e-11 | 6.0678e-11 | 4.8182e-11 | -4.3326e-11 | -6.0678e-11 | -4.8183e-11 | 0 | 0 | 0 | 0 | 0 | 0 | 1.179 | 1.1779 | 1.1747 | 1.179 | 1.1779 | 1.1747 | -0.52204 | -120.7318 | 119.4173 | -0.52204 | -120.7318 | 119.4173
Line9_3_11 | 0.10167 | 0.1024 | 0.10423 | 0.10167 | 0.1024 | 0.10423 | 0.02348 | 0.023649 | 0.024072 | 0.02348 | 0.023649 | 0.024072 | -0.0015649 | -0.0023656 | -0.0018019 | 0.0016683 | 0.0024704 | 0.0019105 | -0.027137 | -0.02724 | -0.027691 | 0.027343 | 0.02745 | 0.027908 | 93.2163 | -25.356 | -146.4153 | -86.7837 | 154.644 | 33.5847 | 1.1576 | 1.1562 | 1.1528 | 1.1667 | 1.1654 | 1.1621 | -0.084083 | -120.3192 | 119.8617 | -0.27504 | -120.4987 | 119.6685

## LL_min_6
name | pf_ikss_a_from_ka | pf_ikss_b_from_ka | pf_ikss_c_from_ka | pf_ikss_a_to_ka | pf_ikss_b_to_ka | pf_ikss_c_to_ka | pf_skss_a_from_mw | pf_skss_b_from_mw | pf_skss_c_from_mw | pf_skss_a_to_mw | pf_skss_b_to_mw | pf_skss_c_to_mw | pf_p_a_from_mw | pf_p_b_from_mw | pf_p_c_from_mw | pf_p_a_to_mw | pf_p_b_to_mw | pf_p_c_to_mw | pf_q_a_from_mvar | pf_q_b_from_mvar | pf_q_c_from_mvar | pf_q_a_to_mvar | pf_q_b_to_mvar | pf_q_c_to_mvar | pf_ikss_a_from_degree | pf_ikss_b_from_degree | pf_ikss_c_from_degree | pf_ikss_a_to_degree | pf_ikss_b_to_degree | pf_ikss_c_to_degree | pf_vm_a_from_pu | pf_vm_b_from_pu | pf_vm_c_from_pu | pf_vm_a_to_pu | pf_vm_b_to_pu | pf_vm_c_to_pu | pf_va_a_from_degree | pf_va_b_from_degree | pf_va_c_from_degree | pf_va_a_to_degree | pf_va_b_to_degree | pf_va_c_to_degree
Line0_1_2 | 0.00072934 | 0.004314 | 0.0036502 | 0.00072934 | 0.004314 | 0.0036502 | 0.00016843 | 0.00099627 | 0.00084297 | 0.00016843 | 0.00099627 | 0.00084297 | -0.00015643 | -0.00082277 | -8.0468e-05 | 0.00015644 | 0.00082313 | 8.0724e-05 | 3.3694e-05 | -0.00014814 | -0.00057493 | -3.3683e-05 | 0.00014851 | 0.0005752 | -167.8214 | 34.5617 | -141.0746 | 12.1786 | -145.4383 | 38.9254 | 0.95001 | 0.83913 | 0.68868 | 0.95005 | 0.83955 | 0.68903 | 0.022878 | -135.2316 | 120.958 | 0.027372 | -135.2109 | 120.9366
Line10_11_12 | 0.00072496 | 0.0043004 | 0.0036399 | 0.00072496 | 0.0043004 | 0.0036399 | 0.00016742 | 0.00099313 | 0.0008406 | 0.00016742 | 0.00099313 | 0.0008406 | -0.00015537 | -0.00082122 | -8.1699e-05 | 0.00015538 | 0.00082157 | 8.1953e-05 | 3.4119e-05 | -0.00014656 | -0.00057371 | -3.4109e-05 | 0.00014693 | 0.00057397 | -167.5824 | 34.6908 | -140.9798 | 12.4176 | -145.3092 | 39.0202 | 0.9501 | 0.83996 | 0.68939 | 0.95014 | 0.84038 | 0.68974 | 0.031834 | -135.1901 | 120.9155 | 0.036312 | -135.1694 | 120.8943
Line11_12_13 | 0.00072496 | 0.0043004 | 0.0036399 | 0.00072496 | 0.0043004 | 0.0036399 | 0.00016742 | 0.00099313 | 0.0008406 | 0.00016742 | 0.00099313 | 0.0008406 | -0.00015538 | -0.00082157 | -8.1952e-05 | 0.00015539 | 0.00082193 | 8.2207e-05 | 3.4109e-05 | -0.00014693 | -0.00057397 | -3.4098e-05 | 0.0001473 | 0.00057424 | -167.5824 | 34.6908 | -140.9799 | 12.4176 | -145.3092 | 39.0201 | 0.95014 | 0.84038 | 0.68974 | 0.95019 | 0.8408 | 0.69009 | 0.036312 | -135.1694 | 120.8943 | 0.040789 | -135.1487 | 120.8732
Line12_13_15 | 0 | 0 | 0 | 0 | 0 | 0 | 0 | 0 | 0 | 0 | 0 | 0 | 1.9869e-12 | -7.0467e-10 | -1.9721e-09 | -1.9869e-12 | 7.0467e-10 | 1.9721e-09 | -7.0687e-12 | 2.2961e-09 | -1.099e-10 | 7.0687e-12 | -2.2961e-09 | 1.099e-10 | 0 | 0 | 0 | 0 | 0 | 0 | 0.95019 | 0.8408 | 0.69009 | 0.95019 | 0.8408 | 0.69009 | 0.040789 | -135.1487 | 120.8732 | 0.040789 | -135.1487 | 120.8732
Line13_13_14 | 0.00072496 | 0.0043004 | 0.0036399 | 0.00072496 | 0.0043004 | 0.0036399 | 0.00016742 | 0.00099313 | 0.0008406 | 0.00016742 | 0.00099313 | 0.0008406 | -0.00015539 | -0.00082193 | -8.2204e-05 | 0.0001554 | 0.00082228 | 8.2458e-05 | 3.4098e-05 | -0.00014731 | -0.00057424 | -3.4088e-05 | 0.00014768 | 0.0005745 | -167.5824 | 34.6905 | -140.9801 | 12.4176 | -145.3095 | 39.0199 | 0.95019 | 0.8408 | 0.69009 | 0.95024 | 0.84122 | 0.69045 | 0.040789 | -135.1487 | 120.8732 | 0.045265 | -135.128 | 120.852
Line14_15_16 | 0 | 0 | 0 | 0 | 0 | 0 | 0 | 0 | 0 | 0 | 0 | 0 | 1.3246e-12 | -4.6978e-10 | -1.3147e-09 | -1.3246e-12 | 4.6978e-10 | 1.3147e-09 | -4.7125e-12 | 1.5307e-09 | -7.3264e-11 | 4.7125e-12 | -1.5307e-09 | 7.3264e-11 | 0 | 0 | 0 | 0 | 0 | 0 | 0.95019 | 0.8408 | 0.69009 | 0.95019 | 0.8408 | 0.69009 | 0.040789 | -135.1487 | 120.8732 | 0.040789 | -135.1487 | 120.8732
Line15_16_17 | 0 | 0 | 0 | 0 | 0 | 0 | 0 | 0 | 0 | 0 | 0 | 0 | 6.6228e-13 | -2.3489e-10 | -6.5737e-10 | -6.6229e-13 | 2.3489e-10 | 6.5737e-10 | -2.3562e-12 | 7.6536e-10 | -3.6632e-11 | 2.3562e-12 | -7.6536e-10 | 3.6632e-11 | 0 | 0 | 0 | 0 | 0 | 0 | 0.95019 | 0.8408 | 0.69009 | 0.95019 | 0.8408 | 0.69009 | 0.040789 | -135.1487 | 120.8732 | 0.040789 | -135.1487 | 120.8732
Line16_4_18 | 0 | 2.5152 | 2.5152 | 0 | 2.5152 | 2.5152 | 0 | 0.58087 | 0.58087 | 0 | 0.58087 | 0.58087 | 5.2923e-13 | 0.35492 | -0.11199 | -5.2916e-13 | -0.23345 | 0.23345 | -1.6981e-12 | -0.020619 | 0.27367 | 1.698e-12 | 0.14715 | -0.14715 | 0 | -147.7472 | 32.2528 | 0 | 32.2528 | -147.7472 | 0.95015 | 0.61204 | 0.50906 | 0.95015 | 0.47508 | 0.47508 | 0.029397 | -151.072 | 144.507 | 0.029397 | -179.9706 | -179.9706
Line17_5_19 | 0.00073154 | 0.0043208 | 0.0036553 | 0.00073154 | 0.0043208 | 0.0036553 | 0.00016894 | 0.00099784 | 0.00084416 | 0.00016894 | 0.00099784 | 0.00084416 | -0.00015698 | -0.00082426 | -8.0357e-05 | 0.00015699 | 0.00082462 | 8.0613e-05 | 3.3456e-05 | -0.00014968 | -0.00057607 | -3.3445e-05 | 0.00015006 | 0.00057634 | -167.9415 | 34.4966 | -141.1225 | 12.0585 | -145.5034 | 38.8775 | 0.95005 | 0.83955 | 0.68903 | 0.9501 | 0.83997 | 0.68939 | 0.02738 | -135.2109 | 120.9366 | 0.031881 | -135.1901 | 120.9152
Line1_1_3 | 0.00072496 | 0.0043004 | 0.0036399 | 0.00072496 | 0.0043004 | 0.0036399 | 0.00016742 | 0.00099313 | 0.0008406 | 0.00016742 | 0.00099313 | 0.0008406 | -0.00015535 | -0.00082051 | -8.1191e-05 | 0.00015536 | 0.00082086 | 8.1446e-05 | 3.414e-05 | -0.00014582 | -0.00057318 | -3.413e-05 | 0.00014619 | 0.00057344 | -167.5824 | 34.6909 | -140.9797 | 12.4176 | -145.3091 | 39.0203 | 0.95001 | 0.83913 | 0.68868 | 0.95005 | 0.83955 | 0.68903 | 0.022878 | -135.2316 | 120.958 | 0.027356 | -135.2109 | 120.9367
Line2_1_4 | 0.0014966 | 2.5069 | 2.508 | 0.0014966 | 2.5069 | 2.508 | 0.00034563 | 0.57894 | 0.5792 | 0.00034563 | 0.57894 | 0.5792 | -0.00032415 | 0.47438 | 0.0093073 | 0.00032419 | -0.35372 | 0.11146 | -5.2378e-05 | 0.10474 | 0.39877 | 5.2423e-05 | 0.020951 | -0.27297 | 170.8439 | -147.6823 | 32.295 | -9.1561 | 32.3177 | -147.705 | 0.95001 | 0.83913 | 0.68868 | 0.95015 | 0.61204 | 0.50906 | 0.022878 | -135.2316 | 120.958 | 0.029397 | -151.072 | 144.507
Line3_1_5 | 0.00073154 | 0.0043208 | 0.0036553 | 0.00073154 | 0.0043208 | 0.0036553 | 0.00016894 | 0.00099784 | 0.00084416 | 0.00016894 | 0.00099784 | 0.00084416 | -0.00015697 | -0.0008239 | -8.0101e-05 | 0.00015698 | 0.00082426 | 8.0357e-05 | 3.3467e-05 | -0.00014931 | -0.00057581 | -3.3456e-05 | 0.00014968 | 0.00057607 | -167.9415 | 34.4967 | -141.1224 | 12.0585 | -145.5033 | 38.8776 | 0.95001 | 0.83913 | 0.68868 | 0.95005 | 0.83955 | 0.68903 | 0.022878 | -135.2316 | 120.958 | 0.02738 | -135.2109 | 120.9366
Line4_2_6 | 0.00072934 | 0.004314 | 0.0036502 | 0.00072934 | 0.004314 | 0.0036502 | 0.00016843 | 0.00099627 | 0.00084297 | 0.00016843 | 0.00099627 | 0.00084297 | -0.00015644 | -0.00082312 | -8.0723e-05 | 0.00015645 | 0.00082348 | 8.0979e-05 | 3.3683e-05 | -0.00014851 | -0.0005752 | -3.3673e-05 | 0.00014888 | 0.00057546 | -167.8214 | 34.5617 | -141.0746 | 12.1786 | -145.4383 | 38.9254 | 0.95005 | 0.83955 | 0.68903 | 0.9501 | 0.83997 | 0.68939 | 0.027372 | -135.2109 | 120.9366 | 0.031865 | -135.1901 | 120.9153
Line5_6_7 | 0.00072934 | 0.004314 | 0.0036502 | 0.00072934 | 0.004314 | 0.0036502 | 0.00016843 | 0.00099627 | 0.00084297 | 0.00016843 | 0.00099627 | 0.00084297 | -0.00015645 | -0.00082348 | -8.0978e-05 | 0.00015646 | 0.00082384 | 8.1234e-05 | 3.3673e-05 | -0.00014888 | -0.00057546 | -3.3662e-05 | 0.00014926 | 0.00057573 | -167.8214 | 34.5616 | -141.0747 | 12.1786 | -145.4384 | 38.9253 | 0.9501 | 0.83997 | 0.68939 | 0.95015 | 0.84039 | 0.68974 | 0.031865 | -135.1901 | 120.9153 | 0.036358 | -135.1694 | 120.894
Line6_7_8 | 0 | 0 | 0 | 0 | 0 | 0 | 0 | 0 | 0 | 0 | 0 | 0 | 1.5301e-12 | -7.073e-10 | -1.9737e-09 | -1.5301e-12 | 7.073e-10 | 1.9737e-09 | -6.3006e-12 | 2.298e-09 | -1.1246e-10 | 6.3006e-12 | -2.298e-09 | 1.1246e-10 | 0 | 0 | 0 | 0 | 0 | 0 | 0.95015 | 0.84039 | 0.68974 | 0.95015 | 0.84039 | 0.68974 | 0.036358 | -135.1694 | 120.894 | 0.036358 | -135.1694 | 120.894
Line7_8_9 | 0 | 0 | 0 | 0 | 0 | 0 | 0 | 0 | 0 | 0 | 0 | 0 | 5.1005e-13 | -2.3577e-10 | -6.5791e-10 | -5.1001e-13 | 2.3577e-10 | 6.5791e-10 | -2.1002e-12 | 7.6601e-10 | -3.7487e-11 | 2.1002e-12 | -7.6601e-10 | 3.7487e-11 | 0 | 0 | 0 | 0 | 0 | 0 | 0.95015 | 0.84039 | 0.68974 | 0.95015 | 0.84039 | 0.68974 | 0.036358 | -135.1694 | 120.894 | 0.036358 | -135.1694 | 120.894
Line8_8_10 | 0 | 0 | 0 | 0 | 0 | 0 | 0 | 0 | 0 | 0 | 0 | 0 | 5.1001e-13 | -2.3577e-10 | -6.5791e-10 | -5.0998e-13 | 2.3577e-10 | 6.5791e-10 | -2.1002e-12 | 7.6601e-10 | -3.7487e-11 | 2.1002e-12 | -7.6601e-10 | 3.7487e-11 | 0 | 0 | 0 | 0 | 0 | 0 | 0.95015 | 0.84039 | 0.68974 | 0.95015 | 0.84039 | 0.68974 | 0.036358 | -135.1694 | 120.894 | 0.036358 | -135.1694 | 120.894
Line9_3_11 | 0.00072496 | 0.0043004 | 0.0036399 | 0.00072496 | 0.0043004 | 0.0036399 | 0.00016742 | 0.00099313 | 0.0008406 | 0.00016742 | 0.00099313 | 0.0008406 | -0.00015536 | -0.00082086 | -8.1445e-05 | 0.00015537 | 0.00082122 | 8.1699e-05 | 3.413e-05 | -0.00014619 | -0.00057344 | -3.4119e-05 | 0.00014656 | 0.00057371 | -167.5824 | 34.6909 | -140.9797 | 12.4176 | -145.3091 | 39.0203 | 0.95005 | 0.83955 | 0.68903 | 0.9501 | 0.83996 | 0.68939 | 0.027356 | -135.2109 | 120.9367 | 0.031834 | -135.1901 | 120.9155

## LL_min_10
name | pf_ikss_a_from_ka | pf_ikss_b_from_ka | pf_ikss_c_from_ka | pf_ikss_a_to_ka | pf_ikss_b_to_ka | pf_ikss_c_to_ka | pf_skss_a_from_mw | pf_skss_b_from_mw | pf_skss_c_from_mw | pf_skss_a_to_mw | pf_skss_b_to_mw | pf_skss_c_to_mw | pf_p_a_from_mw | pf_p_b_from_mw | pf_p_c_from_mw | pf_p_a_to_mw | pf_p_b_to_mw | pf_p_c_to_mw | pf_q_a_from_mvar | pf_q_b_from_mvar | pf_q_c_from_mvar | pf_q_a_to_mvar | pf_q_b_to_mvar | pf_q_c_to_mvar | pf_ikss_a_from_degree | pf_ikss_b_from_degree | pf_ikss_c_from_degree | pf_ikss_a_to_degree | pf_ikss_b_to_degree | pf_ikss_c_to_degree | pf_vm_a_from_pu | pf_vm_b_from_pu | pf_vm_c_from_pu | pf_vm_a_to_pu | pf_vm_b_to_pu | pf_vm_c_to_pu | pf_va_a_from_degree | pf_va_b_from_degree | pf_va_c_from_degree | pf_va_a_to_degree | pf_va_b_to_degree | pf_va_c_to_degree
Line0_1_2 | 0.00069095 | 0.0040869 | 0.003458 | 0.00069095 | 0.0040869 | 0.003458 | 0.00015957 | 0.00094383 | 0.0007986 | 0.00015957 | 0.00094383 | 0.0007986 | -0.00014039 | -0.00073844 | -7.2221e-05 | 0.0001404 | 0.00073876 | 7.245e-05 | 3.024e-05 | -0.00013295 | -0.000516 | -3.0231e-05 | 0.00013329 | 0.00051624 | -167.8214 | 34.5617 | -141.0746 | 12.1786 | -145.4383 | 38.9254 | 0.90001 | 0.79496 | 0.65243 | 0.90005 | 0.79536 | 0.65277 | 0.022878 | -135.2316 | 120.958 | 0.027372 | -135.2109 | 120.9366
Line10_11_12 | 0.00068681 | 0.004074 | 0.0034483 | 0.00068681 | 0.004074 | 0.0034483 | 0.00015861 | 0.00094086 | 0.00079636 | 0.00015861 | 0.00094086 | 0.00079636 | -0.00013944 | -0.00073705 | -7.3325e-05 | 0.00013945 | 0.00073737 | 7.3553e-05 | 3.0622e-05 | -0.00013154 | -0.00051491 | -3.0613e-05 | 0.00013187 | 0.00051515 | -167.5824 | 34.6908 | -140.9798 | 12.4176 | -145.3092 | 39.0202 | 0.90009 | 0.79575 | 0.6531 | 0.90014 | 0.79615 | 0.65344 | 0.031834 | -135.1901 | 120.9155 | 0.036312 | -135.1694 | 120.8943
Line11_12_13 | 0.00068681 | 0.004074 | 0.0034483 | 0.00068681 | 0.004074 | 0.0034483 | 0.00015861 | 0.00094086 | 0.00079636 | 0.00015861 | 0.00094086 | 0.00079636 | -0.00013945 | -0.00073737 | -7.3553e-05 | 0.00013946 | 0.00073769 | 7.3781e-05 | 3.0613e-05 | -0.00013187 | -0.00051515 | -3.0603e-05 | 0.00013221 | 0.00051538 | -167.5824 | 34.6908 | -140.9799 | 12.4176 | -145.3092 | 39.0201 | 0.90014 | 0.79615 | 0.65344 | 0.90018 | 0.79655 | 0.65377 | 0.036312 | -135.1694 | 120.8943 | 0.040789 | -135.1487 | 120.8732
Line12_13_15 | 0 | 0 | 0 | 0 | 0 | 0 | 0 | 0 | 0 | 0 | 0 | 0 | 1.7833e-12 | -6.3245e-10 | -1.77e-09 | -1.7833e-12 | 6.3245e-10 | 1.77e-09 | -6.3443e-12 | 2.0608e-09 | -9.8632e-11 | 6.3443e-12 | -2.0608e-09 | 9.8632e-11 | 0 | 0 | 0 | 0 | 0 | 0 | 0.90018 | 0.79655 | 0.65377 | 0.90018 | 0.79655 | 0.65377 | 0.040789 | -135.1487 | 120.8732 | 0.040789 | -135.1487 | 120.8732
Line13_13_14 | 0.00068681 | 0.004074 | 0.0034483 | 0.00068681 | 0.004074 | 0.0034483 | 0.00015861 | 0.00094086 | 0.00079636 | 0.00015861 | 0.00094086 | 0.00079636 | -0.00013946 | -0.00073768 | -7.3779e-05 | 0.00013947 | 0.000738 | 7.4007e-05 | 3.0603e-05 | -0.00013221 | -0.00051538 | -3.0594e-05 | 0.00013254 | 0.00051562 | -167.5824 | 34.6905 | -140.9801 | 12.4176 | -145.3095 | 39.0199 | 0.90018 | 0.79655 | 0.65377 | 0.90022 | 0.79694 | 0.65411 | 0.040789 | -135.1487 | 120.8732 | 0.045265 | -135.128 | 120.852
Line14_15_16 | 0 | 0 | 0 | 0 | 0 | 0 | 0 | 0 | 0 | 0 | 0 | 0 | 1.1888e-12 | -4.2163e-10 | -1.18e-09 | -1.1888e-12 | 4.2163e-10 | 1.18e-09 | -4.2295e-12 | 1.3738e-09 | -6.5755e-11 | 4.2295e-12 | -1.3738e-09 | 6.5755e-11 | 0 | 0 | 0 | 0 | 0 | 0 | 0.90018 | 0.79655 | 0.65377 | 0.90018 | 0.79655 | 0.65377 | 0.040789 | -135.1487 | 120.8732 | 0.040789 | -135.1487 | 120.8732
Line15_16_17 | 0 | 0 | 0 | 0 | 0 | 0 | 0 | 0 | 0 | 0 | 0 | 0 | 5.9442e-13 | -2.1082e-10 | -5.9e-10 | -5.9441e-13 | 2.1082e-10 | 5.9e-10 | -2.1148e-12 | 6.8692e-10 | -3.2877e-11 | 2.1148e-12 | -6.8692e-10 | 3.2877e-11 | 0 | 0 | 0 | 0 | 0 | 0 | 0.90018 | 0.79655 | 0.65377 | 0.90018 | 0.79655 | 0.65377 | 0.040789 | -135.1487 | 120.8732 | 0.040789 | -135.1487 | 120.8732
Line16_4_18 | 0 | 2.3828 | 2.3828 | 0 | 2.3828 | 2.3828 | 0 | 0.55029 | 0.55029 | 0 | 0.55029 | 0.55029 | 4.7495e-13 | 0.31854 | -0.10051 | -4.7501e-13 | -0.20952 | 0.20952 | -1.5241e-12 | -0.018505 | 0.24562 | 1.5241e-12 | 0.13206 | -0.13206 | 0 | -147.7472 | 32.2528 | 0 | 32.2528 | -147.7472 | 0.90014 | 0.57983 | 0.48227 | 0.90014 | 0.45007 | 0.45007 | 0.029397 | -151.072 | 144.507 | 0.029397 | -179.9706 | -179.9706
Line17_5_19 | 0.00069304 | 0.0040934 | 0.0034629 | 0.00069304 | 0.0040934 | 0.0034629 | 0.00016005 | 0.00094533 | 0.00079973 | 0.00016005 | 0.00094533 | 0.00079973 | -0.00014089 | -0.00073978 | -7.2121e-05 | 0.0001409 | 0.0007401 | 7.2351e-05 | 3.0027e-05 | -0.00013434 | -0.00051703 | -3.0017e-05 | 0.00013468 | 0.00051727 | -167.9415 | 34.4966 | -141.1225 | 12.0585 | -145.5034 | 38.8775 | 0.90005 | 0.79536 | 0.65277 | 0.9001 | 0.79576 | 0.6531 | 0.02738 | -135.2109 | 120.9366 | 0.031881 | -135.1901 | 120.9152
Line1_1_3 | 0.00068681 | 0.004074 | 0.0034483 | 0.00068681 | 0.004074 | 0.0034483 | 0.00015861 | 0.00094086 | 0.00079636 | 0.00015861 | 0.00094086 | 0.00079636 | -0.00013942 | -0.00073641 | -7.287e-05 | 0.00013943 | 0.00073673 | 7.3098e-05 | 3.0641e-05 | -0.00013088 | -0.00051443 | -3.0631e-05 | 0.00013121 | 0.00051467 | -167.5824 | 34.6909 | -140.9797 | 12.4176 | -145.3091 | 39.0203 | 0.90001 | 0.79496 | 0.65243 | 0.90005 | 0.79536 | 0.65277 | 0.022878 | -135.2316 | 120.958 | 0.027356 | -135.2109 | 120.9367
Line2_1_4 | 0.0014179 | 2.375 | 2.376 | 0.0014179 | 2.375 | 2.376 | 0.00032744 | 0.54847 | 0.54872 | 0.00032744 | 0.54847 | 0.54872 | -0.00029092 | 0.42576 | 0.0083534 | 0.00029096 | -0.31747 | 0.10004 | -4.701e-05 | 0.094005 | 0.3579 | 4.705e-05 | 0.018803 | -0.24499 | 170.8439 | -147.6823 | 32.295 | -9.1561 | 32.3177 | -147.705 | 0.90001 | 0.79496 | 0.65243 | 0.90014 | 0.57983 | 0.48227 | 0.022878 | -135.2316 | 120.958 | 0.029397 | -151.072 | 144.507
Line3_1_5 | 0.00069304 | 0.0040934 | 0.0034629 | 0.00069304 | 0.0040934 | 0.0034629 | 0.00016005 | 0.00094533 | 0.00079973 | 0.00016005 | 0.00094533 | 0.00079973 | -0.00014088 | -0.00073945 | -7.1891e-05 | 0.00014089 | 0.00073978 | 7.2121e-05 | 3.0037e-05 | -0.000134 | -0.00051679 | -3.0027e-05 | 0.00013434 | 0.00051703 | -167.9415 | 34.4967 | -141.1224 | 12.0585 | -145.5033 | 38.8776 | 0.90001 | 0.79496 | 0.65243 | 0.90005 | 0.79536 | 0.65277 | 0.022878 | -135.2316 | 120.958 | 0.02738 | -135.2109 | 120.9366
Line4_2_6 | 0.00069095 | 0.0040869 | 0.003458 | 0.00069095 | 0.0040869 | 0.003458 | 0.00015957 | 0.00094383 | 0.0007986 | 0.00015957 | 0.00094383 | 0.0007986 | -0.0001404 | -0.00073876 | -7.245e-05 | 0.00014041 | 0.00073908 | 7.2679e-05 | 3.0231e-05 | -0.00013329 | -0.00051624 | -3.0221e-05 | 0.00013362 | 0.00051648 | -167.8214 | 34.5617 | -141.0746 | 12.1786 | -145.4383 | 38.9254 | 0.90005 | 0.79536 | 0.65277 | 0.90009 | 0.79576 | 0.6531 | 0.027372 | -135.2109 | 120.9366 | 0.031865 | -135.1901 | 120.9153
Line5_6_7 | 0.00069095 | 0.0040869 | 0.003458 | 0.00069095 | 0.0040869 | 0.003458 | 0.00015957 | 0.00094383 | 0.0007986 | 0.00015957 | 0.00094383 | 0.0007986 | -0.00014041 | -0.00073908 | -7.2679e-05 | 0.00014042 | 0.0007394 | 7.2908e-05 | 3.0221e-05 | -0.00013362 | -0.00051648 | -3.0212e-05 | 0.00013396 | 0.00051672 | -167.8214 | 34.5616 | -141.0747 | 12.1786 | -145.4384 | 38.9253 | 0.90009 | 0.79576 | 0.6531 | 0.90014 | 0.79616 | 0.65344 | 0.031865 | -135.1901 | 120.9153 | 0.036358 | -135.1694 | 120.894
Line6_7_8 | 0 | 0 | 0 | 0 | 0 | 0 | 0 | 0 | 0 | 0 | 0 | 0 | 1.3733e-12 | -6.3481e-10 | -1.7714e-09 | -1.3733e-12 | 6.3481e-10 | 1.7714e-09 | -5.6548e-12 | 2.0625e-09 | -1.0093e-10 | 5.6548e-12 | -2.0625e-09 | 1.0093e-10 | 0 | 0 | 0 | 0 | 0 | 0 | 0.90014 | 0.79616 | 0.65344 | 0.90014 | 0.79616 | 0.65344 | 0.036358 | -135.1694 | 120.894 | 0.036358 | -135.1694 | 120.894
Line7_8_9 | 0 | 0 | 0 | 0 | 0 | 0 | 0 | 0 | 0 | 0 | 0 | 0 | 4.5775e-13 | -2.116e-10 | -5.9048e-10 | -4.5777e-13 | 2.116e-10 | 5.9048e-10 | -1.885e-12 | 6.875e-10 | -3.3645e-11 | 1.8849e-12 | -6.875e-10 | 3.3645e-11 | 0 | 0 | 0 | 0 | 0 | 0 | 0.90014 | 0.79616 | 0.65344 | 0.90014 | 0.79616 | 0.65344 | 0.036358 | -135.1694 | 120.894 | 0.036358 | -135.1694 | 120.894
Line8_8_10 | 0 | 0 | 0 | 0 | 0 | 0 | 0 | 0 | 0 | 0 | 0 | 0 | 4.5778e-13 | -2.116e-10 | -5.9048e-10 | -4.5778e-13 | 2.116e-10 | 5.9048e-10 | -1.885e-12 | 6.875e-10 | -3.3645e-11 | 1.8849e-12 | -6.875e-10 | 3.3645e-11 | 0 | 0 | 0 | 0 | 0 | 0 | 0.90014 | 0.79616 | 0.65344 | 0.90014 | 0.79616 | 0.65344 | 0.036358 | -135.1694 | 120.894 | 0.036358 | -135.1694 | 120.894
Line9_3_11 | 0.00068681 | 0.004074 | 0.0034483 | 0.00068681 | 0.004074 | 0.0034483 | 0.00015861 | 0.00094086 | 0.00079636 | 0.00015861 | 0.00094086 | 0.00079636 | -0.00013943 | -0.00073673 | -7.3097e-05 | 0.00013944 | 0.00073705 | 7.3326e-05 | 3.0632e-05 | -0.00013121 | -0.00051467 | -3.0622e-05 | 0.00013154 | 0.00051491 | -167.5824 | 34.6909 | -140.9797 | 12.4176 | -145.3091 | 39.0203 | 0.90005 | 0.79536 | 0.65277 | 0.90009 | 0.79575 | 0.6531 | 0.027356 | -135.2109 | 120.9367 | 0.031834 | -135.1901 | 120.9155

## LL_min_fault_6
name | pf_ikss_a_from_ka | pf_ikss_b_from_ka | pf_ikss_c_from_ka | pf_ikss_a_to_ka | pf_ikss_b_to_ka | pf_ikss_c_to_ka | pf_skss_a_from_mw | pf_skss_b_from_mw | pf_skss_c_from_mw | pf_skss_a_to_mw | pf_skss_b_to_mw | pf_skss_c_to_mw | pf_p_a_from_mw | pf_p_b_from_mw | pf_p_c_from_mw | pf_p_a_to_mw | pf_p_b_to_mw | pf_p_c_to_mw | pf_q_a_from_mvar | pf_q_b_from_mvar | pf_q_c_from_mvar | pf_q_a_to_mvar | pf_q_b_to_mvar | pf_q_c_to_mvar | pf_ikss_a_from_degree | pf_ikss_b_from_degree | pf_ikss_c_from_degree | pf_ikss_a_to_degree | pf_ikss_b_to_degree | pf_ikss_c_to_degree | pf_vm_a_from_pu | pf_vm_b_from_pu | pf_vm_c_from_pu | pf_vm_a_to_pu | pf_vm_b_to_pu | pf_vm_c_to_pu | pf_va_a_from_degree | pf_va_b_from_degree | pf_va_c_from_degree | pf_va_a_to_degree | pf_va_b_to_degree | pf_va_c_to_degree
Line0_1_2 | 1.5265e-05 | 9.029e-05 | 7.6396e-05 | 1.5265e-05 | 9.029e-05 | 7.6396e-05 | 3.5252e-06 | 2.0851e-05 | 1.7643e-05 | 3.5252e-06 | 2.0851e-05 | 1.7643e-05 | -3.0435e-06 | -1.9291e-05 | -6.0987e-06 | 3.0435e-06 | 1.9291e-05 | 6.0988e-06 | 1.3973e-06 | -4.3279e-06 | -1.551e-05 | -1.3973e-06 | 4.3281e-06 | 1.551e-05 | -155.3388 | 47.0443 | -128.592 | 24.6612 | -132.9557 | 51.408 | 0.95 | 0.94814 | 0.94461 | 0.95 | 0.94815 | 0.94461 | 0.00046974 | -120.3106 | 119.9425 | 0.00057414 | -120.3102 | 119.9423
Line10_11_12 | 1.5173e-05 | 9.0005e-05 | 7.6182e-05 | 1.5173e-05 | 9.0005e-05 | 7.6182e-05 | 3.5041e-06 | 2.0786e-05 | 1.7593e-05 | 3.5041e-06 | 2.0786e-05 | 1.7593e-05 | -3.0195e-06 | -1.924e-05 | -6.1073e-06 | 3.0195e-06 | 1.924e-05 | 6.1074e-06 | 1.4016e-06 | -4.2713e-06 | -1.5456e-05 | -1.4015e-06 | 4.2714e-06 | 1.5456e-05 | -155.0998 | 47.1734 | -128.4972 | 24.9002 | -132.8266 | 51.5028 | 0.95 | 0.94816 | 0.94462 | 0.95 | 0.94817 | 0.94463 | 0.00067758 | -120.3099 | 119.9421 | 0.0007815 | -120.3095 | 119.9419
Line11_12_13 | 1.5173e-05 | 9.0005e-05 | 7.6182e-05 | 1.5173e-05 | 9.0005e-05 | 7.6182e-05 | 3.5041e-06 | 2.0786e-05 | 1.7593e-05 | 3.5041e-06 | 2.0786e-05 | 1.7593e-05 | -3.0195e-06 | -1.924e-05 | -6.1074e-06 | 3.0195e-06 | 1.924e-05 | 6.1075e-06 | 1.4015e-06 | -4.2715e-06 | -1.5456e-05 | -1.4015e-06 | 4.2716e-06 | 1.5456e-05 | -155.0998 | 47.1733 | -128.4973 | 24.9002 | -132.8267 | 51.5027 | 0.95 | 0.94817 | 0.94463 | 0.95 | 0.94818 | 0.94464 | 0.0007815 | -120.3095 | 119.9419 | 0.00088541 | -120.3092 | 119.9417
Line12_13_15 | 0 | 0 | 0 | 0 | 0 | 0 | 0 | 0 | 0 | 0 | 0 | 0 | 8.5168e-15 | -1.8847e-11 | -5.5689e-11 | -8.5165e-15 | 1.8847e-11 | 5.5689e-11 | -1.5341e-13 | 5.3464e-11 | 1.0045e-11 | 1.5341e-13 | -5.3464e-11 | -1.0045e-11 | 0 | 0 | 0 | 0 | 0 | 0 | 0.95 | 0.94818 | 0.94464 | 0.95 | 0.94818 | 0.94464 | 0.00088541 | -120.3092 | 119.9417 | 0.00088541 | -120.3092 | 119.9417
Line13_13_14 | 1.5173e-05 | 9.0005e-05 | 7.6181e-05 | 1.5173e-05 | 9.0005e-05 | 7.6181e-05 | 3.5041e-06 | 2.0786e-05 | 1.7593e-05 | 3.5041e-06 | 2.0786e-05 | 1.7593e-05 | -3.0195e-06 | -1.924e-05 | -6.1074e-06 | 3.0195e-06 | 1.924e-05 | 6.1075e-06 | 1.4015e-06 | -4.2717e-06 | -1.5457e-05 | -1.4015e-06 | 4.2718e-06 | 1.5457e-05 | -155.0998 | 47.1731 | -128.4975 | 24.9002 | -132.8269 | 51.5025 | 0.95 | 0.94818 | 0.94464 | 0.95 | 0.94819 | 0.94465 | 0.00088541 | -120.3092 | 119.9417 | 0.00098933 | -120.3088 | 119.9415
Line14_15_16 | 0 | 0 | 0 | 0 | 0 | 0 | 0 | 0 | 0 | 0 | 0 | 0 | 5.6779e-15 | -1.2564e-11 | -3.7126e-11 | -5.6777e-15 | 1.2564e-11 | 3.7126e-11 | -1.0227e-13 | 3.5643e-11 | 6.6965e-12 | 1.0227e-13 | -3.5643e-11 | -6.6965e-12 | 0 | 0 | 0 | 0 | 0 | 0 | 0.95 | 0.94818 | 0.94464 | 0.95 | 0.94818 | 0.94464 | 0.00088541 | -120.3092 | 119.9417 | 0.00088541 | -120.3092 | 119.9417
Line15_16_17 | 0 | 0 | 0 | 0 | 0 | 0 | 0 | 0 | 0 | 0 | 0 | 0 | 2.8383e-15 | -6.2822e-12 | -1.8563e-11 | -2.8381e-15 | 6.2822e-12 | 1.8563e-11 | -5.1138e-14 | 1.7821e-11 | 3.3482e-12 | 5.1138e-14 | -1.7821e-11 | -3.3482e-12 | 0 | 0 | 0 | 0 | 0 | 0 | 0.95 | 0.94818 | 0.94464 | 0.95 | 0.94818 | 0.94464 | 0.00088541 | -120.3092 | 119.9417 | 0.00088541 | -120.3092 | 119.9417
Line16_4_18 | 0 | 0.052643 | 0.052643 | 0 | 0.052643 | 0.052643 | 0 | 0.012157 | 0.012157 | 0 | 0.012157 | 0.012157 | 3.114e-15 | 0.011083 | 0.0028791 | -3.1151e-15 | -0.01103 | -0.0028259 | -3.7092e-14 | 0.0029191 | 0.011048 | 3.7092e-14 | -0.0028637 | -0.010992 | 0 | -135.2646 | 44.7354 | 0 | 44.7354 | -135.2646 | 0.95 | 0.94277 | 0.9391 | 0.95 | 0.93738 | 0.93359 | 0.00064219 | -120.5094 | 120.1289 | 0.00064219 | -120.7107 | 120.3183
Line17_5_19 | 1.5311e-05 | 9.0432e-05 | 7.6504e-05 | 1.5311e-05 | 9.0432e-05 | 7.6504e-05 | 3.5359e-06 | 2.0884e-05 | 1.7668e-05 | 3.5359e-06 | 2.0884e-05 | 1.7668e-05 | -3.0557e-06 | -1.9316e-05 | -6.0944e-06 | 3.0557e-06 | 1.9317e-05 | 6.0945e-06 | 1.3952e-06 | -4.3569e-06 | -1.5537e-05 | -1.3952e-06 | 4.357e-06 | 1.5537e-05 | -155.4589 | 46.9792 | -128.6399 | 24.5411 | -133.0208 | 51.3601 | 0.95 | 0.94815 | 0.94461 | 0.95 | 0.94816 | 0.94462 | 0.00057438 | -120.3102 | 119.9423 | 0.00067901 | -120.3099 | 119.9421
Line1_1_3 | 1.5173e-05 | 9.0005e-05 | 7.6182e-05 | 1.5173e-05 | 9.0005e-05 | 7.6182e-05 | 3.5041e-06 | 2.0786e-05 | 1.7593e-05 | 3.5041e-06 | 2.0786e-05 | 1.7593e-05 | -3.0194e-06 | -1.924e-05 | -6.1071e-06 | 3.0194e-06 | 1.924e-05 | 6.1072e-06 | 1.4016e-06 | -4.2709e-06 | -1.5456e-05 | -1.4016e-06 | 4.2711e-06 | 1.5456e-05 | -155.0998 | 47.1735 | -128.4971 | 24.9002 | -132.8265 | 51.5029 | 0.95 | 0.94814 | 0.94461 | 0.95 | 0.94815 | 0.94461 | 0.00046974 | -120.3106 | 119.9425 | 0.00057366 | -120.3102 | 119.9423
Line2_1_4 | 3.1324e-05 | 0.052468 | 0.052492 | 3.1324e-05 | 0.052468 | 0.052492 | 7.2339e-06 | 0.012117 | 0.012122 | 7.2339e-06 | 0.012117 | 0.012122 | -6.8606e-06 | 0.011103 | 0.0029319 | 6.8606e-06 | -0.01105 | -0.002879 | 3.987e-07 | 0.002952 | 0.011069 | -3.9868e-07 | -0.002897 | -0.011014 | -176.6735 | -135.1997 | 44.7776 | 3.3265 | 44.8003 | -135.2224 | 0.95 | 0.94814 | 0.94461 | 0.95 | 0.94277 | 0.9391 | 0.00046974 | -120.3106 | 119.9425 | 0.00064219 | -120.5094 | 120.1289
Line3_1_5 | 1.5311e-05 | 9.0432e-05 | 7.6504e-05 | 1.5311e-05 | 9.0432e-05 | 7.6504e-05 | 3.5359e-06 | 2.0884e-05 | 1.7668e-05 | 3.5359e-06 | 2.0884e-05 | 1.7668e-05 | -3.0556e-06 | -1.9316e-05 | -6.0943e-06 | 3.0557e-06 | 1.9316e-05 | 6.0944e-06 | 1.3952e-06 | -4.3567e-06 | -1.5537e-05 | -1.3952e-06 | 4.3568e-06 | 1.5537e-05 | -155.4589 | 46.9793 | -128.6398 | 24.5411 | -133.0207 | 51.3602 | 0.95 | 0.94814 | 0.94461 | 0.95 | 0.94815 | 0.94461 | 0.00046974 | -120.3106 | 119.9425 | 0.00057438 | -120.3102 | 119.9423
Line4_2_6 | 1.5265e-05 | 9.029e-05 | 7.6396e-05 | 1.5265e-05 | 9.029e-05 | 7.6396e-05 | 3.5252e-06 | 2.0851e-05 | 1.7643e-05 | 3.5252e-06 | 2.0851e-05 | 1.7643e-05 | -3.0435e-06 | -1.9291e-05 | -6.0987e-06 | 3.0435e-06 | 1.9291e-05 | 6.0989e-06 | 1.3973e-06 | -4.3281e-06 | -1.551e-05 | -1.3973e-06 | 4.3283e-06 | 1.551e-05 | -155.3388 | 47.0443 | -128.592 | 24.6612 | -132.9557 | 51.408 | 0.95 | 0.94815 | 0.94461 | 0.95 | 0.94816 | 0.94462 | 0.00057414 | -120.3102 | 119.9423 | 0.00067853 | -120.3099 | 119.9421
Line5_6_7 | 1.5265e-05 | 9.029e-05 | 7.6396e-05 | 1.5265e-05 | 9.029e-05 | 7.6396e-05 | 3.5252e-06 | 2.0851e-05 | 1.7643e-05 | 3.5252e-06 | 2.0851e-05 | 1.7643e-05 | -3.0435e-06 | -1.9291e-05 | -6.0988e-06 | 3.0435e-06 | 1.9291e-05 | 6.0989e-06 | 1.3973e-06 | -4.3283e-06 | -1.551e-05 | -1.3973e-06 | 4.3284e-06 | 1.551e-05 | -155.3388 | 47.0442 | -128.5921 | 24.6612 | -132.9558 | 51.4079 | 0.95 | 0.94816 | 0.94462 | 0.95 | 0.94817 | 0.94463 | 0.00067853 | -120.3099 | 119.9421 | 0.00078293 | -120.3095 | 119.9419
Line6_7_8 | 0 | 0 | 0 | 0 | 0 | 0 | 0 | 0 | 0 | 0 | 0 | 0 | 2.6802e-15 | -1.8939e-11 | -5.5776e-11 | -2.6804e-15 | 1.8939e-11 | 5.5776e-11 | -1.3565e-13 | 5.3526e-11 | 1.0009e-11 | 1.3565e-13 | -5.3526e-11 | -1.0009e-11 | 0 | 0 | 0 | 0 | 0 | 0 | 0.95 | 0.94817 | 0.94463 | 0.95 | 0.94817 | 0.94463 | 0.00078293 | -120.3095 | 119.9419 | 0.00078293 | -120.3095 | 119.9419
Line7_8_9 | 0 | 0 | 0 | 0 | 0 | 0 | 0 | 0 | 0 | 0 | 0 | 0 | 8.9321e-16 | -6.3129e-12 | -1.8592e-11 | -8.9307e-16 | 6.3129e-12 | 1.8592e-11 | -4.5219e-14 | 1.7842e-11 | 3.3364e-12 | 4.5218e-14 | -1.7842e-11 | -3.3364e-12 | 0 | 0 | 0 | 0 | 0 | 0 | 0.95 | 0.94817 | 0.94463 | 0.95 | 0.94817 | 0.94463 | 0.00078293 | -120.3095 | 119.9419 | 0.00078293 | -120.3095 | 119.9419
Line8_8_10 | 0 | 0 | 0 | 0 | 0 | 0 | 0 | 0 | 0 | 0 | 0 | 0 | 8.9383e-16 | -6.3129e-12 | -1.8592e-11 | -8.9396e-16 | 6.3129e-12 | 1.8592e-11 | -4.5217e-14 | 1.7842e-11 | 3.3364e-12 | 4.5218e-14 | -1.7842e-11 | -3.3364e-12 | 0 | 0 | 0 | 0 | 0 | 0 | 0.95 | 0.94817 | 0.94463 | 0.95 | 0.94817 | 0.94463 | 0.00078293 | -120.3095 | 119.9419 | 0.00078293 | -120.3095 | 119.9419
Line9_3_11 | 1.5173e-05 | 9.0005e-05 | 7.6182e-05 | 1.5173e-05 | 9.0005e-05 | 7.6182e-05 | 3.5041e-06 | 2.0786e-05 | 1.7593e-05 | 3.5041e-06 | 2.0786e-05 | 1.7593e-05 | -3.0194e-06 | -1.924e-05 | -6.1072e-06 | 3.0195e-06 | 1.924e-05 | 6.1073e-06 | 1.4016e-06 | -4.2711e-06 | -1.5456e-05 | -1.4016e-06 | 4.2713e-06 | 1.5456e-05 | -155.0998 | 47.1735 | -128.4971 | 24.9002 | -132.8265 | 51.5029 | 0.95 | 0.94815 | 0.94461 | 0.95 | 0.94816 | 0.94462 | 0.00057366 | -120.3102 | 119.9423 | 0.00067758 | -120.3099 | 119.9421

## LL_min_fault_10
name | pf_ikss_a_from_ka | pf_ikss_b_from_ka | pf_ikss_c_from_ka | pf_ikss_a_to_ka | pf_ikss_b_to_ka | pf_ikss_c_to_ka | pf_skss_a_from_mw | pf_skss_b_from_mw | pf_skss_c_from_mw | pf_skss_a_to_mw | pf_skss_b_to_mw | pf_skss_c_to_mw | pf_p_a_from_mw | pf_p_b_from_mw | pf_p_c_from_mw | pf_p_a_to_mw | pf_p_b_to_mw | pf_p_c_to_mw | pf_q_a_from_mvar | pf_q_b_from_mvar | pf_q_c_from_mvar | pf_q_a_to_mvar | pf_q_b_to_mvar | pf_q_c_to_mvar | pf_ikss_a_from_degree | pf_ikss_b_from_degree | pf_ikss_c_from_degree | pf_ikss_a_to_degree | pf_ikss_b_to_degree | pf_ikss_c_to_degree | pf_vm_a_from_pu | pf_vm_b_from_pu | pf_vm_c_from_pu | pf_vm_a_to_pu | pf_vm_b_to_pu | pf_vm_c_to_pu | pf_va_a_from_degree | pf_va_b_from_degree | pf_va_c_from_degree | pf_va_a_to_degree | pf_va_b_to_degree | pf_va_c_to_degree
Line0_1_2 | 1.4461e-05 | 8.5538e-05 | 7.2376e-05 | 1.4461e-05 | 8.5538e-05 | 7.2376e-05 | 3.3397e-06 | 1.9754e-05 | 1.6714e-05 | 3.3397e-06 | 1.9754e-05 | 1.6714e-05 | -2.7316e-06 | -1.7314e-05 | -5.4736e-06 | 2.7316e-06 | 1.7314e-05 | 5.4737e-06 | 1.2541e-06 | -3.8843e-06 | -1.392e-05 | -1.2541e-06 | 3.8845e-06 | 1.392e-05 | -155.3388 | 47.0443 | -128.592 | 24.6612 | -132.9557 | 51.408 | 0.9 | 0.89824 | 0.89489 | 0.9 | 0.89825 | 0.8949 | 0.00046974 | -120.3106 | 119.9425 | 0.00057414 | -120.3102 | 119.9423
Line10_11_12 | 1.4375e-05 | 8.5268e-05 | 7.2172e-05 | 1.4375e-05 | 8.5268e-05 | 7.2172e-05 | 3.3197e-06 | 1.9692e-05 | 1.6667e-05 | 3.3197e-06 | 1.9692e-05 | 1.6667e-05 | -2.71e-06 | -1.7268e-05 | -5.4813e-06 | 2.71e-06 | 1.7268e-05 | 5.4814e-06 | 1.2579e-06 | -3.8335e-06 | -1.3872e-05 | -1.2579e-06 | 3.8336e-06 | 1.3872e-05 | -155.0998 | 47.1734 | -128.4972 | 24.9002 | -132.8266 | 51.5028 | 0.9 | 0.89826 | 0.89491 | 0.9 | 0.89827 | 0.89491 | 0.00067758 | -120.3099 | 119.9421 | 0.0007815 | -120.3095 | 119.9419
Line11_12_13 | 1.4375e-05 | 8.5268e-05 | 7.2172e-05 | 1.4375e-05 | 8.5268e-05 | 7.2172e-05 | 3.3197e-06 | 1.9692e-05 | 1.6667e-05 | 3.3197e-06 | 1.9692e-05 | 1.6667e-05 | -2.71e-06 | -1.7268e-05 | -5.4814e-06 | 2.71e-06 | 1.7268e-05 | 5.4815e-06 | 1.2579e-06 | -3.8337e-06 | -1.3872e-05 | -1.2579e-06 | 3.8338e-06 | 1.3872e-05 | -155.0998 | 47.1733 | -128.4973 | 24.9002 | -132.8267 | 51.5027 | 0.9 | 0.89827 | 0.89491 | 0.9 | 0.89828 | 0.89492 | 0.0007815 | -120.3095 | 119.9419 | 0.00088541 | -120.3092 | 119.9417
Line12_13_15 | 0 | 0 | 0 | 0 | 0 | 0 | 0 | 0 | 0 | 0 | 0 | 0 | 7.6438e-15 | -1.6915e-11 | -4.9981e-11 | -7.6437e-15 | 1.6915e-11 | 4.9981e-11 | -1.3769e-13 | 4.7984e-11 | 9.0152e-12 | 1.3769e-13 | -4.7984e-11 | -9.0152e-12 | 0 | 0 | 0 | 0 | 0 | 0 | 0.9 | 0.89828 | 0.89492 | 0.9 | 0.89828 | 0.89492 | 0.00088541 | -120.3092 | 119.9417 | 0.00088541 | -120.3092 | 119.9417
Line13_13_14 | 1.4375e-05 | 8.5268e-05 | 7.2172e-05 | 1.4375e-05 | 8.5268e-05 | 7.2172e-05 | 3.3197e-06 | 1.9692e-05 | 1.6667e-05 | 3.3197e-06 | 1.9692e-05 | 1.6667e-05 | -2.71e-06 | -1.7268e-05 | -5.4815e-06 | 2.71e-06 | 1.7268e-05 | 5.4816e-06 | 1.2579e-06 | -3.8339e-06 | -1.3872e-05 | -1.2579e-06 | 3.834e-06 | 1.3872e-05 | -155.0998 | 47.1731 | -128.4975 | 24.9002 | -132.8269 | 51.5025 | 0.9 | 0.89828 | 0.89492 | 0.9 | 0.89828 | 0.89493 | 0.00088541 | -120.3092 | 119.9417 | 0.00098933 | -120.3088 | 119.9415
Line14_15_16 | 0 | 0 | 0 | 0 | 0 | 0 | 0 | 0 | 0 | 0 | 0 | 0 | 5.0958e-15 | -1.1277e-11 | -3.3321e-11 | -5.0957e-15 | 1.1277e-11 | 3.3321e-11 | -9.1792e-14 | 3.1989e-11 | 6.0101e-12 | 9.1792e-14 | -3.1989e-11 | -6.0101e-12 | 0 | 0 | 0 | 0 | 0 | 0 | 0.9 | 0.89828 | 0.89492 | 0.9 | 0.89828 | 0.89492 | 0.00088541 | -120.3092 | 119.9417 | 0.00088541 | -120.3092 | 119.9417
Line15_16_17 | 0 | 0 | 0 | 0 | 0 | 0 | 0 | 0 | 0 | 0 | 0 | 0 | 2.5468e-15 | -5.6383e-12 | -1.666e-11 | -2.5467e-15 | 5.6383e-12 | 1.666e-11 | -4.5896e-14 | 1.5995e-11 | 3.0051e-12 | 4.5896e-14 | -1.5995e-11 | -3.0051e-12 | 0 | 0 | 0 | 0 | 0 | 0 | 0.9 | 0.89828 | 0.89492 | 0.9 | 0.89828 | 0.89492 | 0.00088541 | -120.3092 | 119.9417 | 0.00088541 | -120.3092 | 119.9417
Line16_4_18 | 0 | 0.049872 | 0.049872 | 0 | 0.049872 | 0.049872 | 0 | 0.011517 | 0.011517 | 0 | 0.011517 | 0.011517 | 2.7961e-15 | 0.0099475 | 0.002584 | -2.7971e-15 | -0.0098997 | -0.0025363 | -3.3289e-14 | 0.0026199 | 0.0099156 | 3.329e-14 | -0.0025702 | -0.0098658 | 0 | -135.2646 | 44.7354 | 0 | 44.7354 | -135.2646 | 0.9 | 0.89315 | 0.88967 | 0.9 | 0.88804 | 0.88445 | 0.00064219 | -120.5094 | 120.1289 | 0.00064219 | -120.7107 | 120.3183
Line17_5_19 | 1.4505e-05 | 8.5673e-05 | 7.2478e-05 | 1.4505e-05 | 8.5673e-05 | 7.2478e-05 | 3.3498e-06 | 1.9785e-05 | 1.6738e-05 | 3.3498e-06 | 1.9785e-05 | 1.6738e-05 | -2.7425e-06 | -1.7337e-05 | -5.4697e-06 | 2.7425e-06 | 1.7337e-05 | 5.4698e-06 | 1.2522e-06 | -3.9103e-06 | -1.3944e-05 | -1.2522e-06 | 3.9105e-06 | 1.3944e-05 | -155.4589 | 46.9792 | -128.6399 | 24.5411 | -133.0208 | 51.3601 | 0.9 | 0.89825 | 0.8949 | 0.9 | 0.89826 | 0.89491 | 0.00057438 | -120.3102 | 119.9423 | 0.00067901 | -120.3099 | 119.9421
Line1_1_3 | 1.4375e-05 | 8.5268e-05 | 7.2172e-05 | 1.4375e-05 | 8.5268e-05 | 7.2172e-05 | 3.3197e-06 | 1.9692e-05 | 1.6667e-05 | 3.3197e-06 | 1.9692e-05 | 1.6667e-05 | -2.71e-06 | -1.7268e-05 | -5.4812e-06 | 2.71e-06 | 1.7268e-05 | 5.4813e-06 | 1.2579e-06 | -3.8332e-06 | -1.3872e-05 | -1.2579e-06 | 3.8333e-06 | 1.3872e-05 | -155.0998 | 47.1735 | -128.4971 | 24.9002 | -132.8265 | 51.5029 | 0.9 | 0.89824 | 0.89489 | 0.9 | 0.89825 | 0.8949 | 0.00046974 | -120.3106 | 119.9425 | 0.00057366 | -120.3102 | 119.9423
Line2_1_4 | 2.9675e-05 | 0.049707 | 0.049729 | 2.9675e-05 | 0.049707 | 0.049729 | 6.8532e-06 | 0.011479 | 0.011484 | 6.8532e-06 | 0.011479 | 0.011484 | -6.1574e-06 | 0.009965 | 0.0026314 | 6.1575e-06 | -0.0099175 | -0.0025839 | 3.5784e-07 | 0.0026495 | 0.0099347 | -3.5782e-07 | -0.0026 | -0.0098853 | -176.6735 | -135.1997 | 44.7776 | 3.3265 | 44.8003 | -135.2224 | 0.9 | 0.89824 | 0.89489 | 0.9 | 0.89315 | 0.88967 | 0.00046974 | -120.3106 | 119.9425 | 0.00064219 | -120.5094 | 120.1289
Line3_1_5 | 1.4505e-05 | 8.5673e-05 | 7.2478e-05 | 1.4505e-05 | 8.5673e-05 | 7.2478e-05 | 3.3498e-06 | 1.9785e-05 | 1.6738e-05 | 3.3498e-06 | 1.9785e-05 | 1.6738e-05 | -2.7425e-06 | -1.7336e-05 | -5.4697e-06 | 2.7425e-06 | 1.7337e-05 | 5.4698e-06 | 1.2522e-06 | -3.9102e-06 | -1.3944e-05 | -1.2522e-06 | 3.9103e-06 | 1.3944e-05 | -155.4589 | 46.9793 | -128.6398 | 24.5411 | -133.0207 | 51.3602 | 0.9 | 0.89824 | 0.89489 | 0.9 | 0.89825 | 0.8949 | 0.00046974 | -120.3106 | 119.9425 | 0.00057438 | -120.3102 | 119.9423
Line4_2_6 | 1.4461e-05 | 8.5538e-05 | 7.2375e-05 | 1.4461e-05 | 8.5538e-05 | 7.2375e-05 | 3.3397e-06 | 1.9754e-05 | 1.6714e-05 | 3.3397e-06 | 1.9754e-05 | 1.6714e-05 | -2.7316e-06 | -1.7314e-05 | -5.4737e-06 | 2.7316e-06 | 1.7314e-05 | 5.4738e-06 | 1.2541e-06 | -3.8845e-06 | -1.392e-05 | -1.2541e-06 | 3.8846e-06 | 1.392e-05 | -155.3388 | 47.0443 | -128.592 | 24.6612 | -132.9557 | 51.408 | 0.9 | 0.89825 | 0.8949 | 0.9 | 0.89826 | 0.89491 | 0.00057414 | -120.3102 | 119.9423 | 0.00067853 | -120.3099 | 119.9421
Line5_6_7 | 1.4461e-05 | 8.5537e-05 | 7.2375e-05 | 1.4461e-05 | 8.5537e-05 | 7.2375e-05 | 3.3397e-06 | 1.9754e-05 | 1.6714e-05 | 3.3397e-06 | 1.9754e-05 | 1.6714e-05 | -2.7316e-06 | -1.7314e-05 | -5.4737e-06 | 2.7316e-06 | 1.7314e-05 | 5.4738e-06 | 1.2541e-06 | -3.8847e-06 | -1.392e-05 | -1.2541e-06 | 3.8848e-06 | 1.392e-05 | -155.3388 | 47.0442 | -128.5921 | 24.6612 | -132.9558 | 51.4079 | 0.9 | 0.89826 | 0.89491 | 0.9 | 0.89827 | 0.89491 | 0.00067853 | -120.3099 | 119.9421 | 0.00078293 | -120.3095 | 119.9419
Line6_7_8 | 0 | 0 | 0 | 0 | 0 | 0 | 0 | 0 | 0 | 0 | 0 | 0 | 2.4051e-15 | -1.6998e-11 | -5.0059e-11 | -2.4051e-15 | 1.6998e-11 | 5.0059e-11 | -1.2175e-13 | 4.804e-11 | 8.9833e-12 | 1.2175e-13 | -4.804e-11 | -8.9833e-12 | 0 | 0 | 0 | 0 | 0 | 0 | 0.9 | 0.89827 | 0.89491 | 0.9 | 0.89827 | 0.89491 | 0.00078293 | -120.3095 | 119.9419 | 0.00078293 | -120.3095 | 119.9419
Line7_8_9 | 0 | 0 | 0 | 0 | 0 | 0 | 0 | 0 | 0 | 0 | 0 | 0 | 8.0161e-16 | -5.6659e-12 | -1.6686e-11 | -8.0135e-16 | 5.6659e-12 | 1.6686e-11 | -4.0583e-14 | 1.6013e-11 | 2.9944e-12 | 4.0583e-14 | -1.6013e-11 | -2.9944e-12 | 0 | 0 | 0 | 0 | 0 | 0 | 0.9 | 0.89827 | 0.89491 | 0.9 | 0.89827 | 0.89491 | 0.00078293 | -120.3095 | 119.9419 | 0.00078293 | -120.3095 | 119.9419
Line8_8_10 | 0 | 0 | 0 | 0 | 0 | 0 | 0 | 0 | 0 | 0 | 0 | 0 | 8.0148e-16 | -5.6659e-12 | -1.6686e-11 | -8.0148e-16 | 5.6659e-12 | 1.6686e-11 | -4.0583e-14 | 1.6013e-11 | 2.9944e-12 | 4.0583e-14 | -1.6013e-11 | -2.9944e-12 | 0 | 0 | 0 | 0 | 0 | 0 | 0.9 | 0.89827 | 0.89491 | 0.9 | 0.89827 | 0.89491 | 0.00078293 | -120.3095 | 119.9419 | 0.00078293 | -120.3095 | 119.9419
Line9_3_11 | 1.4375e-05 | 8.5268e-05 | 7.2172e-05 | 1.4375e-05 | 8.5268e-05 | 7.2172e-05 | 3.3197e-06 | 1.9692e-05 | 1.6667e-05 | 3.3197e-06 | 1.9692e-05 | 1.6667e-05 | -2.71e-06 | -1.7268e-05 | -5.4813e-06 | 2.71e-06 | 1.7268e-05 | 5.4814e-06 | 1.2579e-06 | -3.8333e-06 | -1.3872e-05 | -1.2579e-06 | 3.8335e-06 | 1.3872e-05 | -155.0998 | 47.1735 | -128.4971 | 24.9002 | -132.8265 | 51.5029 | 0.9 | 0.89825 | 0.8949 | 0.9 | 0.89826 | 0.89491 | 0.00057366 | -120.3102 | 119.9423 | 0.00067758 | -120.3099 | 119.9421

## LG_max_6
name | pf_ikss_a_from_ka | pf_ikss_b_from_ka | pf_ikss_c_from_ka | pf_ikss_a_to_ka | pf_ikss_b_to_ka | pf_ikss_c_to_ka | pf_skss_a_from_mw | pf_skss_b_from_mw | pf_skss_c_from_mw | pf_skss_a_to_mw | pf_skss_b_to_mw | pf_skss_c_to_mw | pf_p_a_from_mw | pf_p_b_from_mw | pf_p_c_from_mw | pf_p_a_to_mw | pf_p_b_to_mw | pf_p_c_to_mw | pf_q_a_from_mvar | pf_q_b_from_mvar | pf_q_c_from_mvar | pf_q_a_to_mvar | pf_q_b_to_mvar | pf_q_c_to_mvar | pf_ikss_a_from_degree | pf_ikss_b_from_degree | pf_ikss_c_from_degree | pf_ikss_a_to_degree | pf_ikss_b_to_degree | pf_ikss_c_to_degree | 3xI0 | pf_vm_a_from_pu | pf_vm_b_from_pu | pf_vm_c_from_pu | pf_vm_a_to_pu | pf_vm_b_to_pu | pf_vm_c_to_pu | pf_va_a_from_degree | pf_va_b_from_degree | pf_va_c_from_degree | pf_va_a_to_degree | pf_va_b_to_degree | pf_va_c_to_degree
Line0_1_2 | 0.56794 | 0.21298 | 0.24808 | 0.56794 | 0.21298 | 0.24808 | 0.13116 | 0.049185 | 0.057292 | 0.13116 | 0.049185 | 0.057292 | -0.036108 | -0.052563 | 0.06609 | 0.038464 | 0.052987 | -0.066194 | -0.073011 | 0.029429 | -0.0057993 | 0.077566 | -0.029303 | 0.0064706 | 106.3388 | 83.8968 | 133.8052 | -73.6612 | -96.1032 | -46.1948 |  | 0.62101 | 1.2248 | 1.158 | 0.66011 | 1.2311 | 1.1609 | -9.9762 | -125.3464 | 128.7905 | -10.0374 | -125.0469 | 128.2222
Line10_11_12 | 0.51078 | 0.18787 | 0.23001 | 0.51078 | 0.18787 | 0.23001 | 0.11796 | 0.043388 | 0.053119 | 0.11796 | 0.043388 | 0.053119 | -0.038139 | -0.045384 | 0.061254 | 0.040056 | 0.0457 | -0.061322 | -0.07206 | 0.028492 | -0.0081126 | 0.075728 | -0.028409 | 0.0086935 | 107.9471 | 87.2877 | 135.2787 | -72.0529 | -92.7123 | -44.7213 |  | 0.69118 | 1.2351 | 1.1632 | 0.72626 | 1.2402 | 1.166 | -9.9435 | -124.833 | 127.7343 | -9.9296 | -124.5794 | 127.2098
Line11_12_13 | 0.51078 | 0.18787 | 0.23001 | 0.51078 | 0.18787 | 0.23001 | 0.11796 | 0.043388 | 0.053119 | 0.11796 | 0.043388 | 0.053119 | -0.040056 | -0.0457 | 0.061322 | 0.041974 | 0.046016 | -0.06139 | -0.075728 | 0.028409 | -0.0086935 | 0.079395 | -0.028327 | 0.0092743 | 107.9471 | 87.2877 | 135.2787 | -72.0529 | -92.7123 | -44.7213 |  | 0.72626 | 1.2402 | 1.166 | 0.76135 | 1.2454 | 1.1688 | -9.9296 | -124.5794 | 127.2098 | -9.9169 | -124.328 | 126.6879
Line12_13_15 | 0 | 0 | 0 | 0 | 0 | 0 | 0 | 0 | 0 | 0 | 0 | 0 | 1.8831e-08 | 4.5701e-08 | -6.248e-08 | -1.1792e-08 | -3.1373e-08 | 4.1113e-08 | 3.9954e-08 | -5.6357e-08 | -2.218e-08 | -2.7141e-08 | 3.7209e-08 | 1.5311e-08 | 0 | 0 | 0 | 0 | 0 | 0 |  | 0.76135 | 1.2454 | 1.1688 | 0.76135 | 1.2454 | 1.1688 | -9.9169 | -124.328 | 126.6879 | -9.9169 | -124.328 | 126.6879
Line13_13_14 | 0.51078 | 0.18787 | 0.23001 | 0.51078 | 0.18788 | 0.23001 | 0.11796 | 0.043388 | 0.053119 | 0.11796 | 0.043388 | 0.053119 | -0.041974 | -0.046016 | 0.06139 | 0.043891 | 0.046333 | -0.061459 | -0.079395 | 0.028327 | -0.0092743 | 0.083063 | -0.028244 | 0.0098552 | 107.9471 | 87.2877 | 135.2787 | -72.0529 | -92.7123 | -44.7213 |  | 0.76135 | 1.2454 | 1.1688 | 0.79643 | 1.2506 | 1.1718 | -9.9169 | -124.328 | 126.6879 | -9.9053 | -124.0787 | 126.1685
Line14_15_16 | 0 | 0 | 0 | 0 | 0 | 0 | 0 | 0 | 0 | 0 | 0 | 0 | 1.2554e-08 | 3.0467e-08 | -4.1653e-08 | -5.5149e-09 | -1.614e-08 | 2.0287e-08 | 2.6636e-08 | -3.7571e-08 | -1.4787e-08 | -1.3823e-08 | 1.8424e-08 | 7.9174e-09 | 0 | 0 | 0 | 0 | 0 | 0 |  | 0.76135 | 1.2454 | 1.1688 | 0.76135 | 1.2454 | 1.1688 | -9.9169 | -124.328 | 126.6879 | -9.9169 | -124.328 | 126.6879
Line15_16_17 | 0 | 0 | 0 | 0 | 0 | 0 | 0 | 0 | 0 | 0 | 0 | 0 | 6.2769e-09 | 1.5234e-08 | -2.0827e-08 | 7.6201e-10 | -9.0608e-10 | -5.3984e-10 | 1.3318e-08 | -1.8786e-08 | -7.3933e-09 | -5.0481e-10 | -3.6185e-10 | 5.2407e-10 | 0 | 0 | 0 | 0 | 0 | 0 |  | 0.76135 | 1.2454 | 1.1688 | 0.76135 | 1.2454 | 1.1688 | -9.9169 | -124.328 | 126.6879 | -9.9169 | -124.328 | 126.6879
Line16_4_18 | 4.2542 | 0 | 0 | 4.2542 | 0 | 0 | 0.98247 | 0 | 0 | 0.98247 | 0 | 0 | 0.15082 | 2.8063e-08 | -2.9763e-08 | -2.8661e-14 | -5.8668e-10 | -8.364e-11 | 0.30164 | -2.3869e-08 | -1.5675e-08 | 8.0902e-14 | 8.661e-11 | 2.5899e-10 | -73.9322 | 0 | 0 | 106.0678 | 0 | 0 |  | 0.34326 | 1.2083 | 1.1181 | 0 | 1.1849 | 1.0693 | -10.4973 | -122.0023 | 126.134 | 0 | -118.9121 | 123.607
Line17_5_19 | 0.60125 | 0.22806 | 0.25784 | 0.60125 | 0.22806 | 0.25784 | 0.13885 | 0.052667 | 0.059545 | 0.13885 | 0.052667 | 0.059545 | -0.039595 | -0.057829 | 0.068897 | 0.042226 | 0.058326 | -0.069025 | -0.083024 | 0.029406 | -0.0057541 | 0.088143 | -0.029249 | 0.0064766 | 105.4071 | 81.9314 | 132.9752 | -74.5929 | -98.0686 | -47.0248 |  | 0.66244 | 1.2318 | 1.1611 | 0.70388 | 1.2389 | 1.1643 | -10.0899 | -125.022 | 128.2011 | -10.1902 | -124.7014 | 127.6149
Line1_1_3 | 0.51078 | 0.18787 | 0.23001 | 0.51078 | 0.18787 | 0.23001 | 0.11796 | 0.043388 | 0.053119 | 0.11796 | 0.043388 | 0.053119 | -0.034304 | -0.044752 | 0.061118 | 0.036221 | 0.045068 | -0.061186 | -0.064725 | 0.028657 | -0.0069508 | 0.068392 | -0.028575 | 0.0075317 | 107.9471 | 87.2876 | 135.2788 | -72.0529 | -92.7124 | -44.7212 |  | 0.62101 | 1.2248 | 1.158 | 0.65609 | 1.2299 | 1.1606 | -9.9762 | -125.3464 | 128.7905 | -9.959 | -125.0886 | 128.2612
Line2_1_4 | 3.3548 | 0.29758 | 0.2146 | 3.3548 | 0.29758 | 0.2146 | 0.77475 | 0.068724 | 0.049559 | 0.77475 | 0.068724 | 0.049559 | 0.22134 | -0.078801 | 0.056877 | -0.12449 | 0.07931 | -0.054517 | 0.42719 | 0.029587 | -0.0076483 | -0.23501 | -0.024604 | 0.0099224 | -72.5864 | 75.2329 | 136.4492 | 107.4136 | -104.7671 | -43.5508 |  | 0.62101 | 1.2248 | 1.158 | 0.34326 | 1.2083 | 1.1181 | -9.9762 | -125.3464 | 128.7905 | -10.4973 | -122.0023 | 126.134
Line3_1_5 | 0.60125 | 0.22806 | 0.25784 | 0.60125 | 0.22806 | 0.25784 | 0.13885 | 0.052667 | 0.059545 | 0.13885 | 0.052667 | 0.059545 | -0.036964 | -0.057333 | 0.068769 | 0.039595 | 0.057829 | -0.068897 | -0.077905 | 0.029563 | -0.0050317 | 0.083024 | -0.029406 | 0.0057541 | 105.4071 | 81.9314 | 132.9752 | -74.5929 | -98.0686 | -47.0248 |  | 0.62101 | 1.2248 | 1.158 | 0.66244 | 1.2318 | 1.1611 | -9.9762 | -125.3464 | 128.7905 | -10.0899 | -125.022 | 128.2011
Line4_2_6 | 0.56794 | 0.21298 | 0.24808 | 0.56794 | 0.21298 | 0.24808 | 0.13116 | 0.049185 | 0.057292 | 0.13116 | 0.049185 | 0.057292 | -0.038464 | -0.052987 | 0.066194 | 0.04082 | 0.053411 | -0.066297 | -0.077566 | 0.029303 | -0.0064706 | 0.082121 | -0.029178 | 0.0071418 | 106.3388 | 83.8968 | 133.8052 | -73.6612 | -96.1032 | -46.1948 |  | 0.66011 | 1.2311 | 1.1609 | 0.6992 | 1.2374 | 1.1639 | -10.0374 | -125.0469 | 128.2222 | -10.0918 | -124.7504 | 127.6568
Line5_6_7 | 0.56794 | 0.21298 | 0.24808 | 0.56794 | 0.21298 | 0.24808 | 0.13116 | 0.049185 | 0.057292 | 0.13116 | 0.049185 | 0.057292 | -0.04082 | -0.053411 | 0.066297 | 0.043176 | 0.053834 | -0.066401 | -0.082121 | 0.029178 | -0.0071418 | 0.086676 | -0.029052 | 0.0078131 | 106.3388 | 83.8968 | 133.8052 | -73.6612 | -96.1032 | -46.1948 |  | 0.6992 | 1.2374 | 1.1639 | 0.7383 | 1.2437 | 1.167 | -10.0918 | -124.7504 | 127.6568 | -10.1404 | -124.457 | 127.0943
Line6_7_8 | 0 | 0 | 0 | 0 | 0 | 0 | 0 | 0 | 0 | 0 | 0 | 0 | 1.8695e-08 | 4.7936e-08 | -6.473e-08 | -1.1664e-08 | -3.2856e-08 | 4.2619e-08 | 4.0503e-08 | -5.832e-08 | -2.4285e-08 | -2.7503e-08 | 3.8508e-08 | 1.6745e-08 | 0 | 0 | 0 | 0 | 0 | 0 |  | 0.7383 | 1.2437 | 1.167 | 0.7383 | 1.2437 | 1.167 | -10.1404 | -124.457 | 127.0943 | -10.1404 | -124.457 | 127.0943
Line7_8_9 | 0 | 0 | 0 | 0 | 0 | 0 | 0 | 0 | 0 | 0 | 0 | 0 | 6.2315e-09 | 1.5979e-08 | -2.1577e-08 | 7.9941e-10 | -8.9801e-10 | -5.3494e-10 | 1.3501e-08 | -1.944e-08 | -8.0951e-09 | -5.0044e-10 | -3.7211e-10 | 5.5488e-10 | 0 | 0 | 0 | 0 | 0 | 0 |  | 0.7383 | 1.2437 | 1.167 | 0.7383 | 1.2437 | 1.167 | -10.1404 | -124.457 | 127.0943 | -10.1404 | -124.457 | 127.0943
Line8_8_10 | 0 | 0 | 0 | 0 | 0 | 0 | 0 | 0 | 0 | 0 | 0 | 0 | 6.2315e-09 | 1.5979e-08 | -2.1577e-08 | 7.9941e-10 | -8.9801e-10 | -5.3494e-10 | 1.3501e-08 | -1.944e-08 | -8.0951e-09 | -5.0044e-10 | -3.7211e-10 | 5.5488e-10 | 0 | 0 | 0 | 0 | 0 | 0 |  | 0.7383 | 1.2437 | 1.167 | 0.7383 | 1.2437 | 1.167 | -10.1404 | -124.457 | 127.0943 | -10.1404 | -124.457 | 127.0943
Line9_3_11 | 0.51078 | 0.18787 | 0.23001 | 0.51078 | 0.18787 | 0.23001 | 0.11796 | 0.043388 | 0.053119 | 0.11796 | 0.043388 | 0.053119 | -0.036221 | -0.045068 | 0.061186 | 0.038139 | 0.045384 | -0.061254 | -0.068392 | 0.028575 | -0.0075317 | 0.07206 | -0.028492 | 0.0081126 | 107.9471 | 87.2876 | 135.2788 | -72.0529 | -92.7123 | -44.7213 |  | 0.65609 | 1.2299 | 1.1606 | 0.69118 | 1.2351 | 1.1632 | -9.959 | -125.0886 | 128.2612 | -9.9435 | -124.833 | 127.7343

## LG_max_10
name | pf_ikss_a_from_ka | pf_ikss_b_from_ka | pf_ikss_c_from_ka | pf_ikss_a_to_ka | pf_ikss_b_to_ka | pf_ikss_c_to_ka | pf_skss_a_from_mw | pf_skss_b_from_mw | pf_skss_c_from_mw | pf_skss_a_to_mw | pf_skss_b_to_mw | pf_skss_c_to_mw | pf_p_a_from_mw | pf_p_b_from_mw | pf_p_c_from_mw | pf_p_a_to_mw | pf_p_b_to_mw | pf_p_c_to_mw | pf_q_a_from_mvar | pf_q_b_from_mvar | pf_q_c_from_mvar | pf_q_a_to_mvar | pf_q_b_to_mvar | pf_q_c_to_mvar | pf_ikss_a_from_degree | pf_ikss_b_from_degree | pf_ikss_c_from_degree | pf_ikss_a_to_degree | pf_ikss_b_to_degree | pf_ikss_c_to_degree | 3xI0 | pf_vm_a_from_pu | pf_vm_b_from_pu | pf_vm_c_from_pu | pf_vm_a_to_pu | pf_vm_b_to_pu | pf_vm_c_to_pu | pf_va_a_from_degree | pf_va_b_from_degree | pf_va_c_from_degree | pf_va_a_to_degree | pf_va_b_to_degree | pf_va_c_to_degree
Line0_1_2 | 0.58316 | 0.22077 | 0.25378 | 0.58316 | 0.22077 | 0.25378 | 0.13467 | 0.050984 | 0.058607 | 0.13467 | 0.050985 | 0.058607 | -0.038181 | -0.057049 | 0.071043 | 0.040658 | 0.057497 | -0.071151 | -0.077024 | 0.032305 | -0.0050487 | 0.081824 | -0.032164 | 0.0057413 | 106.1246 | 84.0715 | 133.0046 | -73.8754 | -95.9285 | -46.9954 |  | 0.63835 | 1.2859 | 1.2152 | 0.67844 | 1.2922 | 1.218 | -10.2432 | -125.4497 | 128.9397 | -10.2983 | -125.1512 | 128.3913
Line10_11_12 | 0.52659 | 0.19575 | 0.23603 | 0.52659 | 0.19575 | 0.23603 | 0.12161 | 0.045206 | 0.054509 | 0.12161 | 0.045206 | 0.054509 | -0.040432 | -0.049537 | 0.066079 | 0.042464 | 0.049875 | -0.066152 | -0.076375 | 0.0313 | -0.0075737 | 0.08027 | -0.031205 | 0.0081772 | 107.6932 | 87.3523 | 134.4553 | -72.3068 | -92.6477 | -45.5447 |  | 0.71061 | 1.2962 | 1.2202 | 0.74674 | 1.3014 | 1.2228 | -10.2033 | -124.9346 | 127.9168 | -10.1862 | -124.6801 | 127.4086
Line11_12_13 | 0.52659 | 0.19575 | 0.23603 | 0.52659 | 0.19575 | 0.23603 | 0.12161 | 0.045206 | 0.054509 | 0.12161 | 0.045206 | 0.054509 | -0.042464 | -0.049875 | 0.066152 | 0.044496 | 0.050213 | -0.066224 | -0.08027 | 0.031205 | -0.0081772 | 0.084166 | -0.031109 | 0.0087806 | 107.6932 | 87.3523 | 134.4553 | -72.3068 | -92.6477 | -45.5447 |  | 0.74674 | 1.3014 | 1.2228 | 0.78287 | 1.3067 | 1.2256 | -10.1862 | -124.6801 | 127.4086 | -10.1707 | -124.4277 | 126.9026
Line12_13_15 | 0 | 0 | 0 | 0 | 0 | 0 | 0 | 0 | 0 | 0 | 0 | 0 | 2.0807e-08 | 5.1985e-08 | -7.0557e-08 | -1.3011e-08 | -3.5663e-08 | 4.6438e-08 | 4.4391e-08 | -6.3664e-08 | -2.5812e-08 | -3.0152e-08 | 4.2036e-08 | 1.7802e-08 | 0 | 0 | 0 | 0 | 0 | 0 |  | 0.78287 | 1.3067 | 1.2256 | 0.78287 | 1.3067 | 1.2256 | -10.1707 | -124.4277 | 126.9026 | -10.1707 | -124.4277 | 126.9026
Line13_13_14 | 0.52659 | 0.19575 | 0.23603 | 0.52659 | 0.19575 | 0.23603 | 0.12161 | 0.045206 | 0.054509 | 0.12161 | 0.045206 | 0.054509 | -0.044496 | -0.050214 | 0.066224 | 0.046528 | 0.050552 | -0.066297 | -0.084166 | 0.031109 | -0.0087806 | 0.088062 | -0.031014 | 0.009384 | 107.6932 | 87.3523 | 134.4552 | -72.3068 | -92.6476 | -45.5448 |  | 0.78287 | 1.3067 | 1.2256 | 0.819 | 1.3119 | 1.2284 | -10.1707 | -124.4277 | 126.9026 | -10.1566 | -124.1772 | 126.3988
Line14_15_16 | 0 | 0 | 0 | 0 | 0 | 0 | 0 | 0 | 0 | 0 | 0 | 0 | 1.3872e-08 | 3.4657e-08 | -4.7038e-08 | -6.0751e-09 | -1.8334e-08 | 2.2919e-08 | 2.9594e-08 | -4.2443e-08 | -1.7208e-08 | -1.5355e-08 | 2.0815e-08 | 9.1981e-09 | 0 | 0 | 0 | 0 | 0 | 0 |  | 0.78287 | 1.3067 | 1.2256 | 0.78287 | 1.3067 | 1.2256 | -10.1707 | -124.4277 | 126.9026 | -10.1707 | -124.4277 | 126.9026
Line15_16_17 | 0 | 0 | 0 | 0 | 0 | 0 | 0 | 0 | 0 | 0 | 0 | 0 | 6.9358e-09 | 1.7328e-08 | -2.3519e-08 | 8.6071e-10 | -1.0059e-09 | -6.0008e-10 | 1.4797e-08 | -2.1222e-08 | -8.604e-09 | -5.5757e-10 | -4.0687e-10 | 5.9407e-10 | 0 | 0 | 0 | 0 | 0 | 0 |  | 0.78287 | 1.3067 | 1.2256 | 0.78287 | 1.3067 | 1.2256 | -10.1707 | -124.4277 | 126.9026 | -10.1707 | -124.4277 | 126.9026
Line16_4_18 | 4.3648 | 0 | 0 | 4.3648 | 0 | 0 | 1.008 | 0 | 0 | 1.008 | 0 | 0 | 0.15876 | 3.1229e-08 | -3.3068e-08 | 3.6198e-14 | -6.6114e-10 | -1.0461e-10 | 0.31752 | -2.6656e-08 | -1.7636e-08 | -3.3989e-14 | 7.3878e-11 | 3.0876e-10 | -74.1748 | 0 | 0 | 105.8252 | 0 | 0 |  | 0.35218 | 1.2688 | 1.1734 | 0 | 1.2447 | 1.1228 | -10.7399 | -122.1762 | 126.3568 | 0 | -119.1568 | 123.9093
Line17_5_19 | 0.61592 | 0.23568 | 0.26332 | 0.61592 | 0.23568 | 0.26332 | 0.14224 | 0.054429 | 0.060811 | 0.14224 | 0.054429 | 0.060811 | -0.041793 | -0.062531 | 0.073914 | 0.044546 | 0.063052 | -0.074047 | -0.087346 | 0.032285 | -0.0049334 | 0.092714 | -0.032111 | 0.0056761 | 105.2212 | 82.18 | 132.1906 | -74.7788 | -97.82 | -47.8094 |  | 0.68074 | 1.2929 | 1.2182 | 0.72314 | 1.3 | 1.2212 | -10.3487 | -125.1275 | 128.372 | -10.4418 | -124.8088 | 127.8072
Line1_1_3 | 0.52659 | 0.19575 | 0.23603 | 0.52659 | 0.19575 | 0.23603 | 0.12161 | 0.045206 | 0.054509 | 0.12161 | 0.045206 | 0.054509 | -0.036369 | -0.048861 | 0.065934 | 0.0384 | 0.049199 | -0.066007 | -0.068583 | 0.031491 | -0.0063669 | 0.072479 | -0.031396 | 0.0069703 | 107.6932 | 87.3523 | 134.4553 | -72.3068 | -92.6477 | -45.5447 |  | 0.63835 | 1.2859 | 1.2152 | 0.67448 | 1.2911 | 1.2177 | -10.2432 | -125.4497 | 128.9397 | -10.2222 | -125.1911 | 128.4272
Line2_1_4 | 3.4562 | 0.30374 | 0.22059 | 3.4562 | 0.30374 | 0.22059 | 0.79819 | 0.070146 | 0.050944 | 0.79819 | 0.070146 | 0.050944 | 0.23409 | -0.084156 | 0.06152 | -0.13131 | 0.084727 | -0.059041 | 0.45256 | 0.032465 | -0.0069273 | -0.24855 | -0.027238 | 0.0093592 | -72.8923 | 75.6453 | 135.3644 | 107.1077 | -104.3547 | -44.6357 |  | 0.63835 | 1.2859 | 1.2152 | 0.35218 | 1.2688 | 1.1734 | -10.2432 | -125.4497 | 128.9397 | -10.7399 | -122.1762 | 126.3568
Line3_1_5 | 0.61592 | 0.23568 | 0.26332 | 0.61592 | 0.23568 | 0.26332 | 0.14224 | 0.054429 | 0.060811 | 0.14224 | 0.054429 | 0.060811 | -0.039039 | -0.062009 | 0.073781 | 0.041793 | 0.062531 | -0.073914 | -0.081978 | 0.032458 | -0.0041908 | 0.087346 | -0.032285 | 0.0049334 | 105.2212 | 82.18 | 132.1906 | -74.7788 | -97.82 | -47.8094 |  | 0.63835 | 1.2859 | 1.2152 | 0.68074 | 1.2929 | 1.2182 | -10.2432 | -125.4497 | 128.9397 | -10.3487 | -125.1275 | 128.372
Line4_2_6 | 0.58316 | 0.22077 | 0.25378 | 0.58316 | 0.22077 | 0.25378 | 0.13467 | 0.050985 | 0.058607 | 0.13467 | 0.050985 | 0.058607 | -0.040658 | -0.057497 | 0.071151 | 0.043135 | 0.057945 | -0.07126 | -0.081824 | 0.032164 | -0.0057413 | 0.086623 | -0.032023 | 0.0064339 | 106.1246 | 84.0715 | 133.0046 | -73.8754 | -95.9285 | -46.9954 |  | 0.67844 | 1.2922 | 1.218 | 0.71854 | 1.2985 | 1.2208 | -10.2983 | -125.1512 | 128.3913 | -10.3472 | -124.8555 | 127.8455
Line5_6_7 | 0.58316 | 0.22077 | 0.25378 | 0.58316 | 0.22077 | 0.25378 | 0.13467 | 0.050985 | 0.058607 | 0.13467 | 0.050985 | 0.058608 | -0.043135 | -0.057945 | 0.07126 | 0.045612 | 0.058393 | -0.071368 | -0.086623 | 0.032023 | -0.0064339 | 0.091422 | -0.031882 | 0.0071265 | 106.1246 | 84.0715 | 133.0046 | -73.8754 | -95.9285 | -46.9954 |  | 0.71854 | 1.2985 | 1.2208 | 0.75864 | 1.3049 | 1.2238 | -10.3472 | -124.8555 | 127.8455 | -10.391 | -124.5627 | 127.3022
Line6_7_8 | 0 | 0 | 0 | 0 | 0 | 0 | 0 | 0 | 0 | 0 | 0 | 0 | 2.0611e-08 | 5.4467e-08 | -7.2999e-08 | -1.2842e-08 | -3.7309e-08 | 4.8071e-08 | 4.492e-08 | -6.5795e-08 | -2.8187e-08 | -3.0499e-08 | 4.3445e-08 | 1.9419e-08 | 0 | 0 | 0 | 0 | 0 | 0 |  | 0.75864 | 1.3049 | 1.2238 | 0.75864 | 1.3049 | 1.2238 | -10.391 | -124.5627 | 127.3022 | -10.391 | -124.5627 | 127.3022
Line7_8_9 | 0 | 0 | 0 | 0 | 0 | 0 | 0 | 0 | 0 | 0 | 0 | 0 | 6.8705e-09 | 1.8156e-08 | -2.4333e-08 | 8.9938e-10 | -9.9707e-10 | -5.955e-10 | 1.4973e-08 | -2.1932e-08 | -9.3958e-09 | -5.5188e-10 | -4.1868e-10 | 6.2738e-10 | 0 | 0 | 0 | 0 | 0 | 0 |  | 0.75864 | 1.3049 | 1.2238 | 0.75864 | 1.3049 | 1.2238 | -10.391 | -124.5627 | 127.3022 | -10.391 | -124.5627 | 127.3022
Line8_8_10 | 0 | 0 | 0 | 0 | 0 | 0 | 0 | 0 | 0 | 0 | 0 | 0 | 6.8705e-09 | 1.8156e-08 | -2.4333e-08 | 8.9938e-10 | -9.9707e-10 | -5.955e-10 | 1.4973e-08 | -2.1932e-08 | -9.3958e-09 | -5.5188e-10 | -4.1868e-10 | 6.2738e-10 | 0 | 0 | 0 | 0 | 0 | 0 |  | 0.75864 | 1.3049 | 1.2238 | 0.75864 | 1.3049 | 1.2238 | -10.391 | -124.5627 | 127.3022 | -10.391 | -124.5627 | 127.3022
Line9_3_11 | 0.52659 | 0.19575 | 0.23603 | 0.52659 | 0.19575 | 0.23603 | 0.12161 | 0.045206 | 0.054509 | 0.12161 | 0.045206 | 0.054509 | -0.0384 | -0.049199 | 0.066007 | 0.040432 | 0.049537 | -0.066079 | -0.072479 | 0.031396 | -0.0069703 | 0.076375 | -0.0313 | 0.0075737 | 107.6932 | 87.3523 | 134.4553 | -72.3068 | -92.6477 | -45.5447 |  | 0.67448 | 1.2911 | 1.2177 | 0.71061 | 1.2962 | 1.2202 | -10.2222 | -125.1911 | 128.4272 | -10.2033 | -124.9346 | 127.9168

## LG_max_fault_6
name | pf_ikss_a_from_ka | pf_ikss_b_from_ka | pf_ikss_c_from_ka | pf_ikss_a_to_ka | pf_ikss_b_to_ka | pf_ikss_c_to_ka | pf_skss_a_from_mw | pf_skss_b_from_mw | pf_skss_c_from_mw | pf_skss_a_to_mw | pf_skss_b_to_mw | pf_skss_c_to_mw | pf_p_a_from_mw | pf_p_b_from_mw | pf_p_c_from_mw | pf_p_a_to_mw | pf_p_b_to_mw | pf_p_c_to_mw | pf_q_a_from_mvar | pf_q_b_from_mvar | pf_q_c_from_mvar | pf_q_a_to_mvar | pf_q_b_to_mvar | pf_q_c_to_mvar | pf_ikss_a_from_degree | pf_ikss_b_from_degree | pf_ikss_c_from_degree | pf_ikss_a_to_degree | pf_ikss_b_to_degree | pf_ikss_c_to_degree | 3xI0 | pf_vm_a_from_pu | pf_vm_b_from_pu | pf_vm_c_from_pu | pf_vm_a_to_pu | pf_vm_b_to_pu | pf_vm_c_to_pu | pf_va_a_from_degree | pf_va_b_from_degree | pf_va_c_from_degree | pf_va_a_to_degree | pf_va_b_to_degree | pf_va_c_to_degree
Line0_1_2 | 0.11571 | 0.11073 | 0.11344 | 0.11571 | 0.11073 | 0.11344 | 0.026721 | 0.025573 | 0.026198 | 0.026721 | 0.025573 | 0.026198 | -0.0023732 | -0.001737 | -0.0010172 | 0.002508 | 0.0018619 | 0.0011424 | -0.029111 | -0.028015 | -0.028691 | 0.029375 | 0.028262 | 0.028949 | 94.6163 | -26.37 | -147.7905 | -85.3837 | 153.63 | 32.2095 |  | 1.093 | 1.0976 | 1.0958 | 1.1033 | 1.1076 | 1.1059 | -0.044246 | -119.9179 | 120.1791 | -0.26372 | -120.1392 | 119.9496
Line10_11_12 | 0.10312 | 0.098697 | 0.10125 | 0.10312 | 0.098697 | 0.10125 | 0.023814 | 0.022793 | 0.023383 | 0.023814 | 0.022793 | 0.023383 | -0.0022618 | -0.0016283 | -0.0010042 | 0.002369 | 0.0017275 | 0.001104 | -0.026369 | -0.02537 | -0.026022 | 0.026579 | 0.025567 | 0.026228 | 94.467 | -26.6414 | -148.0211 | -85.533 | 153.3586 | 31.9789 |  | 1.1114 | 1.1153 | 1.1137 | 1.1205 | 1.1243 | 1.1227 | -0.43562 | -120.3137 | 119.7689 | -0.62651 | -120.5069 | 119.5687
Line11_12_13 | 0.10312 | 0.098697 | 0.10125 | 0.10312 | 0.098697 | 0.10125 | 0.023814 | 0.022793 | 0.023383 | 0.023814 | 0.022793 | 0.023383 | -0.002369 | -0.0017275 | -0.001104 | 0.0024763 | 0.0018267 | 0.0012037 | -0.026579 | -0.025567 | -0.026228 | 0.026789 | 0.025764 | 0.026433 | 94.467 | -26.6414 | -148.0211 | -85.533 | 153.3586 | 31.9789 |  | 1.1205 | 1.1243 | 1.1227 | 1.1297 | 1.1332 | 1.1316 | -0.62651 | -120.5069 | 119.5687 | -0.8143 | -120.697 | 119.3717
Line12_13_15 | 0 | 0 | 0 | 0 | 0 | 0 | 0 | 0 | 0 | 0 | 0 | 0 | 1.4027e-09 | 1.1499e-09 | 4.9377e-10 | -1.2658e-09 | -1.1125e-09 | -6.6813e-10 | 5.5052e-10 | -3.8059e-10 | 3.1521e-10 | -4.2883e-10 | 2.0065e-10 | -2.5791e-10 | 0 | 0 | 0 | 0 | 0 | 0 |  | 1.1297 | 1.1332 | 1.1316 | 1.1297 | 1.1332 | 1.1316 | -0.8143 | -120.697 | 119.3717 | -0.8143 | -120.697 | 119.3717
Line13_13_14 | 0.10312 | 0.098697 | 0.10125 | 0.10312 | 0.098697 | 0.10125 | 0.023814 | 0.022793 | 0.023383 | 0.023814 | 0.022793 | 0.023383 | -0.0024763 | -0.0018267 | -0.0012037 | 0.0025835 | 0.0019259 | 0.0013034 | -0.026789 | -0.025764 | -0.026433 | 0.026999 | 0.025961 | 0.026639 | 94.467 | -26.6414 | -148.0211 | -85.533 | 153.3586 | 31.9789 |  | 1.1297 | 1.1332 | 1.1316 | 1.1389 | 1.1421 | 1.1406 | -0.8143 | -120.697 | 119.3717 | -0.99905 | -120.8842 | 119.1778
Line14_15_16 | 0 | 0 | 0 | 0 | 0 | 0 | 0 | 0 | 0 | 0 | 0 | 0 | 9.3516e-10 | 7.666e-10 | 3.2918e-10 | -7.982e-10 | -7.292e-10 | -5.0354e-10 | 3.6701e-10 | -2.5373e-10 | 2.1014e-10 | -2.4532e-10 | 7.3791e-11 | -1.5284e-10 | 0 | 0 | 0 | 0 | 0 | 0 |  | 1.1297 | 1.1332 | 1.1316 | 1.1297 | 1.1332 | 1.1316 | -0.8143 | -120.697 | 119.3717 | -0.8143 | -120.697 | 119.3717
Line15_16_17 | 0 | 0 | 0 | 0 | 0 | 0 | 0 | 0 | 0 | 0 | 0 | 0 | 4.6758e-10 | 3.833e-10 | 1.6459e-10 | -3.3062e-10 | -3.4591e-10 | -3.3894e-10 | 1.8351e-10 | -1.2686e-10 | 1.0507e-10 | -6.1812e-11 | -5.3072e-11 | -4.7773e-11 | 0 | 0 | 0 | 0 | 0 | 0 |  | 1.1297 | 1.1332 | 1.1316 | 1.1297 | 1.1332 | 1.1316 | -0.8143 | -120.697 | 119.3717 | -0.8143 | -120.697 | 119.3717
Line16_4_18 | 0.035932 | 0 | 0 | 0.035932 | 0 | 0 | 0.008298 | 0 | 0 | 0.008298 | 0 | 0 | 0.0064661 | 3.4696e-10 | -4.4026e-11 | -0.0064554 | -2.3927e-10 | -2.3477e-10 | 0.0064769 | -2.6212e-10 | 3.5517e-11 | -0.0064554 | 1.8325e-12 | 1.2748e-12 | -45.2341 | 0 | 0 | 134.7659 | 0 | 0 |  | 1.1029 | 1.1093 | 1.1079 | 1.1002 | 1.1088 | 1.1078 | -0.18648 | -119.9954 | 120.0465 | -0.23411 | -119.9754 | 120.0171
Line17_5_19 | 0.12321 | 0.11792 | 0.1207 | 0.12321 | 0.11792 | 0.1207 | 0.028455 | 0.027232 | 0.027875 | 0.028455 | 0.027232 | 0.027875 | -0.0027287 | -0.0020754 | -0.0012988 | 0.0028815 | 0.0022172 | 0.0014407 | -0.031295 | -0.030108 | -0.030816 | 0.031595 | 0.030389 | 0.031109 | 94.7064 | -26.2087 | -147.6502 | -85.2936 | 153.7913 | 32.3498 |  | 1.104 | 1.1082 | 1.1065 | 1.115 | 1.1189 | 1.1172 | -0.27674 | -120.152 | 119.9363 | -0.50466 | -120.3816 | 119.6982
Line1_1_3 | 0.10312 | 0.098697 | 0.10125 | 0.10312 | 0.098697 | 0.10125 | 0.023814 | 0.022793 | 0.023383 | 0.023814 | 0.022793 | 0.023383 | -0.0020473 | -0.0014298 | -0.00080481 | 0.0021546 | 0.001529 | 0.00090453 | -0.025949 | -0.024976 | -0.025611 | 0.026159 | 0.025173 | 0.025817 | 94.467 | -26.6414 | -148.0211 | -85.533 | 153.3586 | 31.9789 |  | 1.093 | 1.0976 | 1.0958 | 1.1022 | 1.1065 | 1.1048 | -0.044246 | -119.9179 | 120.1791 | -0.24156 | -120.1174 | 119.9723
Line2_1_4 | 0.10259 | 0.12541 | 0.12737 | 0.10259 | 0.12541 | 0.12737 | 0.023693 | 0.028962 | 0.029415 | 0.023693 | 0.028962 | 0.029415 | -0.0043733 | -0.0099633 | -0.0091126 | 0.0044768 | 0.010111 | 0.0092853 | -0.025526 | -0.030186 | -0.030919 | 0.025745 | 0.030494 | 0.031239 | 99.6779 | -11.6517 | -133.3995 | -80.3221 | 168.3483 | 46.6005 |  | 1.093 | 1.0976 | 1.0958 | 1.1029 | 1.1093 | 1.1079 | -0.044246 | -119.9179 | 120.1791 | -0.18648 | -119.9954 | 120.0465
Line3_1_5 | 0.12321 | 0.11792 | 0.1207 | 0.12321 | 0.11792 | 0.1207 | 0.028455 | 0.027232 | 0.027875 | 0.028455 | 0.027232 | 0.027875 | -0.0025759 | -0.0019336 | -0.001157 | 0.0027287 | 0.0020754 | 0.0012988 | -0.030995 | -0.029827 | -0.030524 | 0.031295 | 0.030108 | 0.030816 | 94.7064 | -26.2087 | -147.6502 | -85.2936 | 153.7913 | 32.3498 |  | 1.093 | 1.0976 | 1.0958 | 1.104 | 1.1082 | 1.1065 | -0.044246 | -119.9179 | 120.1791 | -0.27674 | -120.152 | 119.9363
Line4_2_6 | 0.11571 | 0.11073 | 0.11344 | 0.11571 | 0.11073 | 0.11344 | 0.026721 | 0.025573 | 0.026198 | 0.026721 | 0.025573 | 0.026198 | -0.002508 | -0.0018619 | -0.0011424 | 0.0026429 | 0.0019869 | 0.0012677 | -0.029375 | -0.028262 | -0.028949 | 0.02964 | 0.02851 | 0.029207 | 94.6163 | -26.37 | -147.7905 | -85.3837 | 153.63 | 32.2095 |  | 1.1033 | 1.1076 | 1.1059 | 1.1136 | 1.1175 | 1.1159 | -0.26372 | -120.1392 | 119.9496 | -0.47915 | -120.3566 | 119.7243
Line5_6_7 | 0.11571 | 0.11073 | 0.11344 | 0.11571 | 0.11073 | 0.11344 | 0.026721 | 0.025573 | 0.026198 | 0.026721 | 0.025573 | 0.026198 | -0.0026429 | -0.0019869 | -0.0012677 | 0.0027777 | 0.0021119 | 0.0013929 | -0.02964 | -0.02851 | -0.029207 | 0.029904 | 0.028758 | 0.029465 | 94.6163 | -26.37 | -147.7905 | -85.3837 | 153.63 | 32.2095 |  | 1.1136 | 1.1175 | 1.1159 | 1.1239 | 1.1276 | 1.126 | -0.47915 | -120.3566 | 119.7243 | -0.69063 | -120.5701 | 119.503
Line6_7_8 | 0 | 0 | 0 | 0 | 0 | 0 | 0 | 0 | 0 | 0 | 0 | 0 | 1.3362e-09 | 1.0861e-09 | 3.9651e-10 | -1.1957e-09 | -1.045e-09 | -5.7812e-10 | 5.405e-10 | -4.289e-10 | 2.8418e-10 | -4.1249e-10 | 2.4274e-10 | -2.2705e-10 | 0 | 0 | 0 | 0 | 0 | 0 |  | 1.1239 | 1.1276 | 1.126 | 1.1239 | 1.1276 | 1.126 | -0.69063 | -120.5701 | 119.503 | -0.69063 | -120.5701 | 119.503
Line7_8_9 | 0 | 0 | 0 | 0 | 0 | 0 | 0 | 0 | 0 | 0 | 0 | 0 | 4.4539e-10 | 3.6204e-10 | 1.3217e-10 | -3.0494e-10 | -3.2088e-10 | -3.1378e-10 | 1.8017e-10 | -1.4297e-10 | 9.4725e-11 | -5.2156e-11 | -4.3192e-11 | -3.7603e-11 | 0 | 0 | 0 | 0 | 0 | 0 |  | 1.1239 | 1.1276 | 1.126 | 1.1239 | 1.1276 | 1.126 | -0.69063 | -120.5701 | 119.503 | -0.69063 | -120.5701 | 119.503
Line8_8_10 | 0 | 0 | 0 | 0 | 0 | 0 | 0 | 0 | 0 | 0 | 0 | 0 | 4.4539e-10 | 3.6204e-10 | 1.3217e-10 | -3.0494e-10 | -3.2088e-10 | -3.1378e-10 | 1.8017e-10 | -1.4297e-10 | 9.4725e-11 | -5.2156e-11 | -4.3192e-11 | -3.7604e-11 | 0 | 0 | 0 | 0 | 0 | 0 |  | 1.1239 | 1.1276 | 1.126 | 1.1239 | 1.1276 | 1.126 | -0.69063 | -120.5701 | 119.503 | -0.69063 | -120.5701 | 119.503
Line9_3_11 | 0.10312 | 0.098697 | 0.10125 | 0.10312 | 0.098697 | 0.10125 | 0.023814 | 0.022793 | 0.023383 | 0.023814 | 0.022793 | 0.023383 | -0.0021546 | -0.001529 | -0.00090453 | 0.0022618 | 0.0016283 | 0.0010042 | -0.026159 | -0.025173 | -0.025817 | 0.026369 | 0.02537 | 0.026022 | 94.467 | -26.6414 | -148.0211 | -85.533 | 153.3586 | 31.9789 |  | 1.1022 | 1.1065 | 1.1048 | 1.1114 | 1.1153 | 1.1137 | -0.24156 | -120.1174 | 119.9723 | -0.43562 | -120.3137 | 119.7689

## LG_max_fault_10
name | pf_ikss_a_from_ka | pf_ikss_b_from_ka | pf_ikss_c_from_ka | pf_ikss_a_to_ka | pf_ikss_b_to_ka | pf_ikss_c_to_ka | pf_skss_a_from_mw | pf_skss_b_from_mw | pf_skss_c_from_mw | pf_skss_a_to_mw | pf_skss_b_to_mw | pf_skss_c_to_mw | pf_p_a_from_mw | pf_p_b_from_mw | pf_p_c_from_mw | pf_p_a_to_mw | pf_p_b_to_mw | pf_p_c_to_mw | pf_q_a_from_mvar | pf_q_b_from_mvar | pf_q_c_from_mvar | pf_q_a_to_mvar | pf_q_b_to_mvar | pf_q_c_to_mvar | pf_ikss_a_from_degree | pf_ikss_b_from_degree | pf_ikss_c_from_degree | pf_ikss_a_to_degree | pf_ikss_b_to_degree | pf_ikss_c_to_degree | 3xI0 | pf_vm_a_from_pu | pf_vm_b_from_pu | pf_vm_c_from_pu | pf_vm_a_to_pu | pf_vm_b_to_pu | pf_vm_c_to_pu | pf_va_a_from_degree | pf_va_b_from_degree | pf_va_c_from_degree | pf_va_a_to_degree | pf_va_b_to_degree | pf_va_c_to_degree
Line0_1_2 | 0.11663 | 0.1114 | 0.11423 | 0.11663 | 0.1114 | 0.11423 | 0.026935 | 0.025726 | 0.026381 | 0.026935 | 0.025726 | 0.026381 | -0.0025655 | -0.0018662 | -0.0010736 | 0.0027026 | 0.0019927 | 0.0012004 | -0.030739 | -0.02953 | -0.030273 | 0.031008 | 0.029781 | 0.030535 | 94.7184 | -26.3041 | -147.7885 | -85.2816 | 153.6959 | 32.2115 |  | 1.1452 | 1.1502 | 1.1483 | 1.1556 | 1.1602 | 1.1584 | -0.052587 | -119.9202 | 120.1805 | -0.2629 | -120.1323 | 119.9602
Line10_11_12 | 0.10437 | 0.099691 | 0.10238 | 0.10437 | 0.099691 | 0.10238 | 0.024102 | 0.023023 | 0.023643 | 0.024102 | 0.023023 | 0.023643 | -0.0024463 | -0.0017489 | -0.0010582 | 0.0025562 | 0.0018502 | 0.00116 | -0.027942 | -0.026837 | -0.027555 | 0.028157 | 0.027038 | 0.027765 | 94.5742 | -26.5725 | -148.0157 | -85.4258 | 153.4275 | 31.9843 |  | 1.1637 | 1.1681 | 1.1663 | 1.173 | 1.1771 | 1.1754 | -0.42917 | -120.3011 | 119.7851 | -0.613 | -120.4872 | 119.5919
Line11_12_13 | 0.10437 | 0.099691 | 0.10238 | 0.10437 | 0.099691 | 0.10238 | 0.024102 | 0.023023 | 0.023643 | 0.024102 | 0.023023 | 0.023643 | -0.0025562 | -0.0018502 | -0.00116 | 0.002666 | 0.0019515 | 0.0012618 | -0.028157 | -0.027038 | -0.027765 | 0.028372 | 0.027239 | 0.027975 | 94.5742 | -26.5725 | -148.0157 | -85.4258 | 153.4275 | 31.9843 |  | 1.173 | 1.1771 | 1.1754 | 1.1823 | 1.1862 | 1.1845 | -0.613 | -120.4872 | 119.5919 | -0.79393 | -120.6705 | 119.4017
Line12_13_15 | 0 | 0 | 0 | 0 | 0 | 0 | 0 | 0 | 0 | 0 | 0 | 0 | 1.5453e-09 | 1.256e-09 | 4.9729e-10 | -1.3876e-09 | -1.2124e-09 | -6.986e-10 | 6.2038e-10 | -4.5459e-10 | 3.4662e-10 | -4.7967e-10 | 2.4707e-10 | -2.8096e-10 | 0 | 0 | 0 | 0 | 0 | 0 |  | 1.1823 | 1.1862 | 1.1845 | 1.1823 | 1.1862 | 1.1845 | -0.79393 | -120.6705 | 119.4017 | -0.79393 | -120.6705 | 119.4017
Line13_13_14 | 0.10437 | 0.099691 | 0.10238 | 0.10437 | 0.099691 | 0.10238 | 0.024102 | 0.023023 | 0.023643 | 0.024102 | 0.023023 | 0.023643 | -0.002666 | -0.0019515 | -0.0012618 | 0.0027759 | 0.0020529 | 0.0013636 | -0.028372 | -0.027239 | -0.027975 | 0.028587 | 0.02744 | 0.028185 | 94.5742 | -26.5725 | -148.0157 | -85.4258 | 153.4275 | 31.9843 |  | 1.1823 | 1.1862 | 1.1845 | 1.1916 | 1.1952 | 1.1935 | -0.79393 | -120.6705 | 119.4017 | -0.97204 | -120.851 | 119.2144
Line14_15_16 | 0 | 0 | 0 | 0 | 0 | 0 | 0 | 0 | 0 | 0 | 0 | 0 | 1.0302e-09 | 8.3732e-10 | 3.3153e-10 | -8.725e-10 | -7.9372e-10 | -5.3283e-10 | 4.1359e-10 | -3.0306e-10 | 2.3108e-10 | -2.7287e-10 | 9.5542e-11 | -1.6542e-10 | 0 | 0 | 0 | 0 | 0 | 0 |  | 1.1823 | 1.1862 | 1.1845 | 1.1823 | 1.1862 | 1.1845 | -0.79393 | -120.6705 | 119.4017 | -0.79393 | -120.6705 | 119.4017
Line15_16_17 | 0 | 0 | 0 | 0 | 0 | 0 | 0 | 0 | 0 | 0 | 0 | 0 | 5.151e-10 | 4.1866e-10 | 1.6576e-10 | -3.5739e-10 | -3.7506e-10 | -3.6707e-10 | 2.0679e-10 | -1.5153e-10 | 1.1554e-10 | -6.6077e-11 | -5.5987e-11 | -4.9884e-11 | 0 | 0 | 0 | 0 | 0 | 0 |  | 1.1823 | 1.1862 | 1.1845 | 1.1823 | 1.1862 | 1.1845 | -0.79393 | -120.6705 | 119.4017 | -0.79393 | -120.6705 | 119.4017
Line16_4_18 | 0.037628 | 0 | 0 | 0.037628 | 0 | 0 | 0.0086898 | 0 | 0 | 0.0086898 | 0 | 0 | 0.0070911 | 3.8274e-10 | -6.0003e-11 | -0.0070793 | -2.6154e-10 | -2.5625e-10 | 0.0071029 | -2.9779e-10 | 4.1173e-11 | -0.0070793 | 1.9661e-12 | 1.6461e-12 | -45.2408 | 0 | 0 | 134.7592 | 0 | 0 |  | 1.155 | 1.1619 | 1.1604 | 1.1521 | 1.1614 | 1.1602 | -0.19315 | -119.9959 | 120.0495 | -0.24078 | -119.976 | 120.0202
Line17_5_19 | 0.1239 | 0.11834 | 0.12125 | 0.1239 | 0.11834 | 0.12125 | 0.028613 | 0.027329 | 0.028001 | 0.028613 | 0.027329 | 0.028001 | -0.0029292 | -0.0022121 | -0.0013595 | 0.0030837 | 0.002355 | 0.0015024 | -0.032953 | -0.031648 | -0.032424 | 0.033256 | 0.031931 | 0.032719 | 94.8048 | -26.1457 | -147.6512 | -85.1952 | 153.8543 | 32.3488 |  | 1.1562 | 1.1609 | 1.159 | 1.1673 | 1.1716 | 1.1698 | -0.27487 | -120.144 | 119.948 | -0.49295 | -120.3638 | 119.7197
Line1_1_3 | 0.10437 | 0.099691 | 0.10238 | 0.10437 | 0.099691 | 0.10238 | 0.024102 | 0.023023 | 0.023643 | 0.024102 | 0.023023 | 0.023643 | -0.0022265 | -0.0015463 | -0.00085454 | 0.0023364 | 0.0016476 | 0.00095636 | -0.027512 | -0.026435 | -0.027135 | 0.027727 | 0.026636 | 0.027345 | 94.5742 | -26.5725 | -148.0157 | -85.4258 | 153.4275 | 31.9843 |  | 1.1452 | 1.1502 | 1.1483 | 1.1545 | 1.1591 | 1.1573 | -0.052587 | -119.9202 | 120.1805 | -0.24239 | -120.1121 | 119.9812
Line2_1_4 | 0.10168 | 0.12553 | 0.1276 | 0.10168 | 0.12553 | 0.1276 | 0.023482 | 0.028989 | 0.029467 | 0.023482 | 0.028989 | 0.029467 | -0.004181 | -0.010323 | -0.0093922 | 0.0042824 | 0.01047 | 0.0095661 | -0.026565 | -0.031704 | -0.032507 | 0.026782 | 0.032013 | 0.032827 | 98.8916 | -11.8848 | -133.704 | -81.1084 | 168.1152 | 46.296 |  | 1.1452 | 1.1502 | 1.1483 | 1.155 | 1.1619 | 1.1604 | -0.052587 | -119.9202 | 120.1805 | -0.19315 | -119.9959 | 120.0495
Line3_1_5 | 0.1239 | 0.11834 | 0.12125 | 0.1239 | 0.11834 | 0.12125 | 0.028613 | 0.027329 | 0.028001 | 0.028613 | 0.027329 | 0.028001 | -0.0027746 | -0.0020692 | -0.0012165 | 0.0029292 | 0.0022121 | 0.0013595 | -0.03265 | -0.031365 | -0.032129 | 0.032953 | 0.031648 | 0.032424 | 94.8048 | -26.1457 | -147.6512 | -85.1952 | 153.8543 | 32.3488 |  | 1.1452 | 1.1502 | 1.1483 | 1.1562 | 1.1609 | 1.159 | -0.052587 | -119.9202 | 120.1805 | -0.27487 | -120.144 | 119.948
Line4_2_6 | 0.11663 | 0.1114 | 0.11423 | 0.11663 | 0.1114 | 0.11423 | 0.026935 | 0.025726 | 0.026381 | 0.026935 | 0.025726 | 0.026381 | -0.0027026 | -0.0019927 | -0.0012004 | 0.0028396 | 0.0021193 | 0.0013273 | -0.031008 | -0.029781 | -0.030535 | 0.031276 | 0.030032 | 0.030797 | 94.7184 | -26.3041 | -147.7885 | -85.2816 | 153.6959 | 32.2115 |  | 1.1556 | 1.1602 | 1.1584 | 1.166 | 1.1703 | 1.1685 | -0.2629 | -120.1323 | 119.9602 | -0.46948 | -120.3408 | 119.7437
Line5_6_7 | 0.11663 | 0.1114 | 0.11423 | 0.11663 | 0.1114 | 0.11423 | 0.026935 | 0.025726 | 0.026381 | 0.026935 | 0.025726 | 0.026381 | -0.0028396 | -0.0021193 | -0.0013273 | 0.0029767 | 0.0022459 | 0.0014541 | -0.031276 | -0.030032 | -0.030797 | 0.031544 | 0.030283 | 0.031058 | 94.7184 | -26.3041 | -147.7885 | -85.2816 | 153.6959 | 32.2115 |  | 1.166 | 1.1703 | 1.1685 | 1.1763 | 1.1804 | 1.1786 | -0.46948 | -120.3408 | 119.7437 | -0.6724 | -120.5457 | 119.531
Line6_7_8 | 0 | 0 | 0 | 0 | 0 | 0 | 0 | 0 | 0 | 0 | 0 | 0 | 1.4734e-09 | 1.1878e-09 | 3.9131e-10 | -1.3119e-09 | -1.1399e-09 | -6.0076e-10 | 6.106e-10 | -5.0727e-10 | 3.1277e-10 | -4.6275e-10 | 2.9284e-10 | -2.4743e-10 | 0 | 0 | 0 | 0 | 0 | 0 |  | 1.1763 | 1.1804 | 1.1786 | 1.1763 | 1.1804 | 1.1786 | -0.6724 | -120.5457 | 119.531 | -0.6724 | -120.5457 | 119.531
Line7_8_9 | 0 | 0 | 0 | 0 | 0 | 0 | 0 | 0 | 0 | 0 | 0 | 0 | 4.9114e-10 | 3.9594e-10 | 1.3044e-10 | -3.2961e-10 | -3.4802e-10 | -3.3988e-10 | 2.0353e-10 | -1.6909e-10 | 1.0426e-10 | -5.568e-11 | -4.5345e-11 | -3.8915e-11 | 0 | 0 | 0 | 0 | 0 | 0 |  | 1.1763 | 1.1804 | 1.1786 | 1.1763 | 1.1804 | 1.1786 | -0.6724 | -120.5457 | 119.531 | -0.6724 | -120.5457 | 119.531
Line8_8_10 | 0 | 0 | 0 | 0 | 0 | 0 | 0 | 0 | 0 | 0 | 0 | 0 | 4.9114e-10 | 3.9594e-10 | 1.3044e-10 | -3.2961e-10 | -3.4802e-10 | -3.3988e-10 | 2.0353e-10 | -1.6909e-10 | 1.0426e-10 | -5.568e-11 | -4.5345e-11 | -3.8915e-11 | 0 | 0 | 0 | 0 | 0 | 0 |  | 1.1763 | 1.1804 | 1.1786 | 1.1763 | 1.1804 | 1.1786 | -0.6724 | -120.5457 | 119.531 | -0.6724 | -120.5457 | 119.531
Line9_3_11 | 0.10437 | 0.099691 | 0.10238 | 0.10437 | 0.099691 | 0.10238 | 0.024102 | 0.023023 | 0.023643 | 0.024102 | 0.023023 | 0.023643 | -0.0023364 | -0.0016476 | -0.00095636 | 0.0024463 | 0.0017489 | 0.0010582 | -0.027727 | -0.026636 | -0.027345 | 0.027942 | 0.026837 | 0.027555 | 94.5742 | -26.5725 | -148.0157 | -85.4258 | 153.4275 | 31.9843 |  | 1.1545 | 1.1591 | 1.1573 | 1.1637 | 1.1681 | 1.1663 | -0.24239 | -120.1121 | 119.9812 | -0.42917 | -120.3011 | 119.7851

## LG_min_6
name | pf_ikss_a_from_ka | pf_ikss_b_from_ka | pf_ikss_c_from_ka | pf_ikss_a_to_ka | pf_ikss_b_to_ka | pf_ikss_c_to_ka | pf_skss_a_from_mw | pf_skss_b_from_mw | pf_skss_c_from_mw | pf_skss_a_to_mw | pf_skss_b_to_mw | pf_skss_c_to_mw | pf_p_a_from_mw | pf_p_b_from_mw | pf_p_c_from_mw | pf_p_a_to_mw | pf_p_b_to_mw | pf_p_c_to_mw | pf_q_a_from_mvar | pf_q_b_from_mvar | pf_q_c_from_mvar | pf_q_a_to_mvar | pf_q_b_to_mvar | pf_q_c_to_mvar | pf_ikss_a_from_degree | pf_ikss_b_from_degree | pf_ikss_c_from_degree | pf_ikss_a_to_degree | pf_ikss_b_to_degree | pf_ikss_c_to_degree | 3xI0 | pf_vm_a_from_pu | pf_vm_b_from_pu | pf_vm_c_from_pu | pf_vm_a_to_pu | pf_vm_b_to_pu | pf_vm_c_to_pu | pf_va_a_from_degree | pf_va_b_from_degree | pf_va_c_from_degree | pf_va_a_to_degree | pf_va_b_to_degree | pf_va_c_to_degree
Line0_1_2 | 0.025765 | 0.025324 | 0.025241 | 0.025766 | 0.025325 | 0.025241 | 0.0059503 | 0.0058484 | 0.0058291 | 0.0059503 | 0.0058484 | 0.0058292 | -0.00024618 | -0.0046659 | 0.0049394 | 0.00025263 | 0.0046721 | -0.0049334 | -0.00025547 | 0.0081167 | 0.007627 | 0.0002622 | -0.0081104 | -0.0076208 | 92.8464 | 92.7321 | 92.8013 | -87.1536 | -87.2679 | -87.1987 |  | 0.059625 | 1.6008 | 1.5589 | 0.061191 | 1.6004 | 1.5574 | -41.0933 | -147.3751 | 149.8734 | -41.0892 | -147.3231 | 149.8839
Line10_11_12 | 0.025701 | 0.025261 | 0.025178 | 0.025701 | 0.025261 | 0.025178 | 0.0059354 | 0.0058338 | 0.0058146 | 0.0059355 | 0.0058338 | 0.0058147 | -0.000259 | -0.0046472 | 0.0049331 | 0.00026542 | 0.0046533 | -0.0049271 | -0.00026763 | 0.0080948 | 0.0075838 | 0.00027433 | -0.0080885 | -0.0075776 | 92.9822 | 92.8686 | 92.9373 | -87.0178 | -87.1314 | -87.0627 |  | 0.062749 | 1.6 | 1.5559 | 0.064311 | 1.5996 | 1.5544 | -41.0786 | -147.2714 | 149.894 | -41.0718 | -147.2195 | 149.9044
Line11_12_13 | 0.025701 | 0.025261 | 0.025178 | 0.025702 | 0.025262 | 0.025179 | 0.0059355 | 0.0058338 | 0.0058147 | 0.0059355 | 0.0058339 | 0.0058148 | -0.00026542 | -0.0046533 | 0.0049271 | 0.00027184 | 0.0046595 | -0.0049211 | -0.00027433 | 0.0080885 | 0.0075776 | 0.00028103 | -0.0080823 | -0.0075714 | 92.9822 | 92.8686 | 92.9373 | -87.0178 | -87.1314 | -87.0627 |  | 0.064311 | 1.5996 | 1.5544 | 0.065873 | 1.5991 | 1.553 | -41.0718 | -147.2195 | 149.9044 | -41.0653 | -147.1675 | 149.9147
Line12_13_15 | 0 | 0 | 0 | 0 | 0 | 0 | 0 | 0 | 0 | 0 | 0 | 0 | 9.6397e-09 | 1.9002e-07 | -1.7441e-07 | -6.2694e-09 | -1.311e-07 | 1.1212e-07 | 1.0949e-08 | -2.9887e-07 | -2.9644e-07 | -7.4504e-09 | 1.9671e-07 | 2.0032e-07 | 0 | 0 | 0 | 0 | 0 | 0 |  | 0.065873 | 1.5991 | 1.553 | 0.065873 | 1.5991 | 1.553 | -41.0653 | -147.1675 | 149.9147 | -41.0653 | -147.1676 | 149.9147
Line13_13_14 | 0.025703 | 0.025263 | 0.02518 | 0.025703 | 0.025263 | 0.02518 | 0.0059358 | 0.0058341 | 0.005815 | 0.0059358 | 0.0058342 | 0.0058151 | -0.00027185 | -0.0046597 | 0.0049213 | 0.00027826 | 0.0046659 | -0.0049153 | -0.00028104 | 0.0080826 | 0.0075717 | 0.00028774 | -0.0080763 | -0.0075655 | 92.9821 | 92.8685 | 92.9371 | -87.0179 | -87.1315 | -87.0629 |  | 0.065873 | 1.5991 | 1.553 | 0.067435 | 1.5987 | 1.5515 | -41.0653 | -147.1675 | 149.9147 | -41.0591 | -147.1156 | 149.9251
Line14_15_16 | 0 | 0 | 0 | 0 | 0 | 0 | 0 | 0 | 0 | 0 | 0 | 0 | 6.4265e-09 | 1.2668e-07 | -1.1627e-07 | -3.0561e-09 | -6.7761e-08 | 5.3982e-08 | 7.2996e-09 | -1.9925e-07 | -1.9763e-07 | -3.8006e-09 | 9.7082e-08 | 1.0151e-07 | 0 | 0 | 0 | 0 | 0 | 0 |  | 0.065873 | 1.5991 | 1.553 | 0.065873 | 1.5991 | 1.553 | -41.0653 | -147.1676 | 149.9147 | -41.0653 | -147.1676 | 149.9147
Line15_16_17 | 0 | 0 | 0 | 0 | 0 | 0 | 0 | 0 | 0 | 0 | 0 | 0 | 3.2132e-09 | 6.334e-08 | -5.8136e-08 | 1.5709e-10 | -4.4207e-09 | -4.1541e-09 | 3.6498e-09 | -9.9625e-08 | -9.8813e-08 | -1.5073e-10 | -2.5434e-09 | 2.6978e-09 | 0 | 0 | 0 | 0 | 0 | 0 |  | 0.065873 | 1.5991 | 1.553 | 0.065873 | 1.5991 | 1.553 | -41.0653 | -147.1676 | 149.9147 | -41.0653 | -147.1676 | 149.9147
Line16_4_18 | 0.30607 | 0 | 0 | 0.30607 | 0 | 0 | 0.070684 | 0 | 0 | 0.070683 | 0 | 0 | 0.0014988 | 6.5175e-08 | -5.7761e-08 | 6.4335e-18 | -4.3909e-09 | -4.0933e-09 | 0.0015613 | -1.0009e-07 | -1.0049e-07 | -5.2718e-15 | -2.517e-09 | 2.6891e-09 | -87.2928 | 0 | 0 | 92.7072 | 0 | 0 |  | 0.03062 | 1.5987 | 1.5514 | 0 | 1.597 | 1.5454 | -41.1236 | -147.1124 | 149.9267 | 0 | -146.9012 | 149.9702
Line17_5_19 | 0.025799 | 0.025357 | 0.025274 | 0.0258 | 0.025358 | 0.025274 | 0.0059581 | 0.0058561 | 0.0058368 | 0.0059582 | 0.0058561 | 0.0058368 | -0.00025267 | -0.004688 | 0.0049307 | 0.00025913 | 0.0046942 | -0.0049247 | -0.00026284 | 0.0081153 | 0.0076366 | 0.00026959 | -0.008109 | -0.0076303 | 92.7781 | 92.6634 | 92.7329 | -87.2219 | -87.3366 | -87.2671 |  | 0.061193 | 1.6004 | 1.5574 | 0.062761 | 1.6 | 1.5559 | -41.091 | -147.323 | 149.8839 | -41.0887 | -147.2709 | 149.8945
Line1_1_3 | 0.0257 | 0.02526 | 0.025177 | 0.025701 | 0.025261 | 0.025178 | 0.0059352 | 0.0058336 | 0.0058145 | 0.0059353 | 0.0058337 | 0.0058146 | -0.00024617 | -0.0046348 | 0.004945 | 0.00025258 | 0.004641 | -0.0049391 | -0.00025424 | 0.0081073 | 0.0075961 | 0.00026094 | -0.008101 | -0.0075899 | 92.9823 | 92.8687 | 92.9374 | -87.0177 | -87.1313 | -87.0626 |  | 0.059625 | 1.6008 | 1.5589 | 0.061187 | 1.6004 | 1.5574 | -41.0933 | -147.3751 | 149.8734 | -41.0858 | -147.3232 | 149.8837
Line2_1_4 | 0.2798 | 0.02539 | 0.025253 | 0.2798 | 0.02539 | 0.025253 | 0.064618 | 0.0058635 | 0.0058319 | 0.064618 | 0.0058636 | 0.005832 | 0.0026701 | -0.0047167 | 0.0049324 | -0.0013719 | 0.0047476 | -0.0049018 | 0.0027776 | 0.0081153 | 0.0076367 | -0.0014257 | -0.008083 | -0.0076047 | -87.2242 | 92.4593 | 92.7313 | 92.7758 | -87.5407 | -87.2687 |  | 0.059625 | 1.6008 | 1.5589 | 0.03062 | 1.5987 | 1.5514 | -41.0933 | -147.3751 | 149.8734 | -41.1236 | -147.1124 | 149.9267
Line3_1_5 | 0.025799 | 0.025357 | 0.025274 | 0.025799 | 0.025357 | 0.025274 | 0.005958 | 0.005856 | 0.0058367 | 0.0059581 | 0.0058561 | 0.0058368 | -0.0002462 | -0.0046817 | 0.0049367 | 0.00025267 | 0.004688 | -0.0049307 | -0.0002561 | 0.0081216 | 0.0076428 | 0.00026284 | -0.0081153 | -0.0076366 | 92.7781 | 92.6634 | 92.7329 | -87.2219 | -87.3366 | -87.2671 |  | 0.059625 | 1.6008 | 1.5589 | 0.061193 | 1.6004 | 1.5574 | -41.0933 | -147.3751 | 149.8734 | -41.091 | -147.323 | 149.8839
Line4_2_6 | 0.025766 | 0.025325 | 0.025241 | 0.025766 | 0.025325 | 0.025242 | 0.0059503 | 0.0058484 | 0.0058292 | 0.0059504 | 0.0058485 | 0.0058293 | -0.00025263 | -0.0046721 | 0.0049334 | 0.00025908 | 0.0046783 | -0.0049274 | -0.0002622 | 0.0081104 | 0.0076208 | 0.00026893 | -0.0081041 | -0.0076146 | 92.8464 | 92.732 | 92.8013 | -87.1536 | -87.268 | -87.1987 |  | 0.061191 | 1.6004 | 1.5574 | 0.062757 | 1.6 | 1.5559 | -41.0892 | -147.3231 | 149.8839 | -41.0853 | -147.271 | 149.8943
Line5_6_7 | 0.025766 | 0.025325 | 0.025242 | 0.025766 | 0.025325 | 0.025242 | 0.0059504 | 0.0058485 | 0.0058293 | 0.0059505 | 0.0058486 | 0.0058293 | -0.00025908 | -0.0046783 | 0.0049274 | 0.00026553 | 0.0046845 | -0.0049214 | -0.00026893 | 0.0081041 | 0.0076146 | 0.00027566 | -0.0080978 | -0.0076084 | 92.8463 | 92.732 | 92.8012 | -87.1537 | -87.268 | -87.1988 |  | 0.062757 | 1.6 | 1.5559 | 0.064323 | 1.5996 | 1.5544 | -41.0853 | -147.271 | 149.8943 | -41.0816 | -147.219 | 149.9048
Line6_7_8 | 0 | 0 | 0 | 0 | 0 | 0 | 0 | 0 | 0 | 0 | 0 | 0 | 9.4151e-09 | 1.9039e-07 | -1.7449e-07 | -6.123e-09 | -1.3136e-07 | 1.1216e-07 | 1.0714e-08 | -2.9927e-07 | -2.9727e-07 | -7.2896e-09 | 1.9697e-07 | 2.0088e-07 | 0 | 0 | 0 | 0 | 0 | 0 |  | 0.064323 | 1.5996 | 1.5544 | 0.064323 | 1.5996 | 1.5544 | -41.0816 | -147.219 | 149.9048 | -41.0816 | -147.219 | 149.9048
Line7_8_9 | 0 | 0 | 0 | 0 | 0 | 0 | 0 | 0 | 0 | 0 | 0 | 0 | 3.1384e-09 | 6.3464e-08 | -5.8164e-08 | 1.5372e-10 | -4.4267e-09 | -4.1659e-09 | 3.5712e-09 | -9.9758e-08 | -9.9089e-08 | -1.4724e-10 | -2.5485e-09 | 2.6995e-09 | 0 | 0 | 0 | 0 | 0 | 0 |  | 0.064323 | 1.5996 | 1.5544 | 0.064322 | 1.5996 | 1.5544 | -41.0816 | -147.219 | 149.9048 | -41.0816 | -147.219 | 149.9048
Line8_8_10 | 0 | 0 | 0 | 0 | 0 | 0 | 0 | 0 | 0 | 0 | 0 | 0 | 3.1384e-09 | 6.3464e-08 | -5.8164e-08 | 1.5372e-10 | -4.4267e-09 | -4.1659e-09 | 3.5712e-09 | -9.9758e-08 | -9.9089e-08 | -1.4724e-10 | -2.5485e-09 | 2.6995e-09 | 0 | 0 | 0 | 0 | 0 | 0 |  | 0.064323 | 1.5996 | 1.5544 | 0.064322 | 1.5996 | 1.5544 | -41.0816 | -147.219 | 149.9048 | -41.0816 | -147.219 | 149.9048
Line9_3_11 | 0.025701 | 0.025261 | 0.025178 | 0.025701 | 0.025261 | 0.025178 | 0.0059353 | 0.0058337 | 0.0058146 | 0.0059354 | 0.0058338 | 0.0058146 | -0.00025258 | -0.004641 | 0.0049391 | 0.000259 | 0.0046472 | -0.0049331 | -0.00026094 | 0.008101 | 0.0075899 | 0.00026763 | -0.0080948 | -0.0075838 | 92.9823 | 92.8687 | 92.9373 | -87.0177 | -87.1313 | -87.0627 |  | 0.061187 | 1.6004 | 1.5574 | 0.062749 | 1.6 | 1.5559 | -41.0858 | -147.3232 | 149.8837 | -41.0786 | -147.2714 | 149.894

## LG_min_10
name | pf_ikss_a_from_ka | pf_ikss_b_from_ka | pf_ikss_c_from_ka | pf_ikss_a_to_ka | pf_ikss_b_to_ka | pf_ikss_c_to_ka | pf_skss_a_from_mw | pf_skss_b_from_mw | pf_skss_c_from_mw | pf_skss_a_to_mw | pf_skss_b_to_mw | pf_skss_c_to_mw | pf_p_a_from_mw | pf_p_b_from_mw | pf_p_c_from_mw | pf_p_a_to_mw | pf_p_b_to_mw | pf_p_c_to_mw | pf_q_a_from_mvar | pf_q_b_from_mvar | pf_q_c_from_mvar | pf_q_a_to_mvar | pf_q_b_to_mvar | pf_q_c_to_mvar | pf_ikss_a_from_degree | pf_ikss_b_from_degree | pf_ikss_c_from_degree | pf_ikss_a_to_degree | pf_ikss_b_to_degree | pf_ikss_c_to_degree | 3xI0 | pf_vm_a_from_pu | pf_vm_b_from_pu | pf_vm_c_from_pu | pf_vm_a_to_pu | pf_vm_b_to_pu | pf_vm_c_to_pu | pf_va_a_from_degree | pf_va_b_from_degree | pf_va_c_from_degree | pf_va_a_to_degree | pf_va_b_to_degree | pf_va_c_to_degree
Line0_1_2 | 0.024409 | 0.023991 | 0.023912 | 0.02441 | 0.023992 | 0.023913 | 0.0056371 | 0.0055406 | 0.0055223 | 0.0056372 | 0.0055406 | 0.0055224 | -0.00022095 | -0.0041877 | 0.0044332 | 0.00022674 | 0.0041933 | -0.0044278 | -0.00022929 | 0.0072848 | 0.0068453 | 0.00023533 | -0.0072791 | -0.0068397 | 92.8464 | 92.7321 | 92.8013 | -87.1536 | -87.2679 | -87.1987 |  | 0.056487 | 1.5166 | 1.4768 | 0.05797 | 1.5162 | 1.4754 | -41.0933 | -147.3751 | 149.8734 | -41.0892 | -147.3231 | 149.8839
Line10_11_12 | 0.024348 | 0.023931 | 0.023853 | 0.024349 | 0.023932 | 0.023853 | 0.005623 | 0.0055267 | 0.0055086 | 0.0056231 | 0.0055268 | 0.0055087 | -0.00023246 | -0.0041709 | 0.0044275 | 0.00023822 | 0.0041764 | -0.0044221 | -0.0002402 | 0.0072651 | 0.0068065 | 0.00024621 | -0.0072595 | -0.0068009 | 92.9822 | 92.8686 | 92.9373 | -87.0178 | -87.1314 | -87.0627 |  | 0.059446 | 1.5158 | 1.474 | 0.060926 | 1.5154 | 1.4726 | -41.0786 | -147.2714 | 149.894 | -41.0718 | -147.2195 | 149.9044
Line11_12_13 | 0.024349 | 0.023932 | 0.023853 | 0.024349 | 0.023932 | 0.023854 | 0.0056231 | 0.0055268 | 0.0055087 | 0.0056231 | 0.0055269 | 0.0055087 | -0.00023822 | -0.0041764 | 0.0044221 | 0.00024398 | 0.0041819 | -0.0044168 | -0.00024621 | 0.0072595 | 0.0068009 | 0.00025223 | -0.0072539 | -0.0067954 | 92.9822 | 92.8686 | 92.9373 | -87.0178 | -87.1314 | -87.0627 |  | 0.060926 | 1.5154 | 1.4726 | 0.062406 | 1.515 | 1.4712 | -41.0718 | -147.2195 | 149.9044 | -41.0653 | -147.1675 | 149.9147
Line12_13_15 | 0 | 0 | 0 | 0 | 0 | 0 | 0 | 0 | 0 | 0 | 0 | 0 | 8.6517e-09 | 1.7054e-07 | -1.5653e-07 | -5.6268e-09 | -1.1766e-07 | 1.0063e-07 | 9.8272e-09 | -2.6824e-07 | -2.6606e-07 | -6.6868e-09 | 1.7655e-07 | 1.7979e-07 | 0 | 0 | 0 | 0 | 0 | 0 |  | 0.062406 | 1.515 | 1.4712 | 0.062406 | 1.515 | 1.4712 | -41.0653 | -147.1675 | 149.9147 | -41.0653 | -147.1676 | 149.9147
Line13_13_14 | 0.02435 | 0.023933 | 0.023854 | 0.02435 | 0.023933 | 0.023855 | 0.0056233 | 0.0055271 | 0.0055089 | 0.0056234 | 0.0055271 | 0.005509 | -0.00024398 | -0.0041821 | 0.0044169 | 0.00024974 | 0.0041876 | -0.0044115 | -0.00025224 | 0.0072542 | 0.0067956 | 0.00025825 | -0.0072486 | -0.0067901 | 92.9821 | 92.8685 | 92.9371 | -87.0179 | -87.1315 | -87.0629 |  | 0.062406 | 1.515 | 1.4712 | 0.063885 | 1.5146 | 1.4698 | -41.0653 | -147.1675 | 149.9147 | -41.0591 | -147.1156 | 149.9251
Line14_15_16 | 0 | 0 | 0 | 0 | 0 | 0 | 0 | 0 | 0 | 0 | 0 | 0 | 5.7678e-09 | 1.137e-07 | -1.0435e-07 | -2.7429e-09 | -6.0816e-08 | 4.8449e-08 | 6.5515e-09 | -1.7883e-07 | -1.7737e-07 | -3.411e-09 | 8.7131e-08 | 9.1107e-08 | 0 | 0 | 0 | 0 | 0 | 0 |  | 0.062406 | 1.515 | 1.4712 | 0.062406 | 1.515 | 1.4712 | -41.0653 | -147.1676 | 149.9147 | -41.0653 | -147.1676 | 149.9147
Line15_16_17 | 0 | 0 | 0 | 0 | 0 | 0 | 0 | 0 | 0 | 0 | 0 | 0 | 2.8839e-09 | 5.6848e-08 | -5.2177e-08 | 1.4099e-10 | -3.9677e-09 | -3.7283e-09 | 3.2757e-09 | -8.9414e-08 | -8.8686e-08 | -1.3528e-10 | -2.2827e-09 | 2.4213e-09 | 0 | 0 | 0 | 0 | 0 | 0 |  | 0.062406 | 1.515 | 1.4712 | 0.062406 | 1.515 | 1.4712 | -41.0653 | -147.1676 | 149.9147 | -41.0653 | -147.1676 | 149.9147
Line16_4_18 | 0.28996 | 0 | 0 | 0.28996 | 0 | 0 | 0.066963 | 0 | 0 | 0.066963 | 0 | 0 | 0.0013452 | 5.8495e-08 | -5.1841e-08 | 1.2364e-17 | -3.9408e-09 | -3.6738e-09 | 0.0014013 | -8.9833e-08 | -9.0187e-08 | -4.749e-15 | -2.259e-09 | 2.4135e-09 | -87.2928 | 0 | 0 | 92.7072 | 0 | 0 |  | 0.029008 | 1.5146 | 1.4697 | 0 | 1.513 | 1.464 | -41.1236 | -147.1124 | 149.9267 | 0 | -146.9012 | 149.9702
Line17_5_19 | 0.024441 | 0.024023 | 0.023944 | 0.024442 | 0.024023 | 0.023944 | 0.0056445 | 0.0055478 | 0.0055296 | 0.0056446 | 0.0055479 | 0.0055296 | -0.00022677 | -0.0042075 | 0.0044253 | 0.00023257 | 0.0042131 | -0.0044199 | -0.0002359 | 0.0072836 | 0.0068539 | 0.00024196 | -0.0072779 | -0.0068483 | 92.7781 | 92.6634 | 92.7329 | -87.2219 | -87.3366 | -87.2671 |  | 0.057972 | 1.5162 | 1.4754 | 0.059458 | 1.5158 | 1.474 | -41.091 | -147.323 | 149.8839 | -41.0887 | -147.2709 | 149.8945
Line1_1_3 | 0.024348 | 0.023931 | 0.023852 | 0.024348 | 0.023931 | 0.023853 | 0.0056229 | 0.0055266 | 0.0055085 | 0.0056229 | 0.0055267 | 0.0055085 | -0.00022094 | -0.0041598 | 0.0044382 | 0.0002267 | 0.0041653 | -0.0044329 | -0.00022818 | 0.0072763 | 0.0068176 | 0.00023419 | -0.0072707 | -0.006812 | 92.9823 | 92.8687 | 92.9374 | -87.0177 | -87.1313 | -87.0626 |  | 0.056487 | 1.5166 | 1.4768 | 0.057966 | 1.5162 | 1.4754 | -41.0933 | -147.3751 | 149.8734 | -41.0858 | -147.3232 | 149.8837
Line2_1_4 | 0.26508 | 0.024053 | 0.023924 | 0.26508 | 0.024054 | 0.023924 | 0.061217 | 0.0055549 | 0.005525 | 0.061217 | 0.005555 | 0.005525 | 0.0023964 | -0.0042333 | 0.0044269 | -0.0012313 | 0.004261 | -0.0043994 | 0.0024929 | 0.0072835 | 0.006854 | -0.0012796 | -0.0072545 | -0.0068253 | -87.2242 | 92.4593 | 92.7313 | 92.7758 | -87.5407 | -87.2687 |  | 0.056487 | 1.5166 | 1.4768 | 0.029008 | 1.5146 | 1.4697 | -41.0933 | -147.3751 | 149.8734 | -41.1236 | -147.1124 | 149.9267
Line3_1_5 | 0.024441 | 0.024023 | 0.023943 | 0.024441 | 0.024023 | 0.023944 | 0.0056444 | 0.0055478 | 0.0055295 | 0.0056445 | 0.0055478 | 0.0055296 | -0.00022097 | -0.0042019 | 0.0044307 | 0.00022677 | 0.0042075 | -0.0044253 | -0.00022985 | 0.0072892 | 0.0068595 | 0.0002359 | -0.0072836 | -0.0068539 | 92.7781 | 92.6634 | 92.7329 | -87.2219 | -87.3366 | -87.2671 |  | 0.056487 | 1.5166 | 1.4768 | 0.057972 | 1.5162 | 1.4754 | -41.0933 | -147.3751 | 149.8734 | -41.091 | -147.323 | 149.8839
Line4_2_6 | 0.02441 | 0.023992 | 0.023913 | 0.02441 | 0.023992 | 0.023913 | 0.0056372 | 0.0055406 | 0.0055224 | 0.0056372 | 0.0055407 | 0.0055225 | -0.00022674 | -0.0041933 | 0.0044278 | 0.00023253 | 0.0041988 | -0.0044224 | -0.00023533 | 0.0072791 | 0.0068397 | 0.00024137 | -0.0072735 | -0.0068341 | 92.8464 | 92.732 | 92.8013 | -87.1536 | -87.268 | -87.1987 |  | 0.05797 | 1.5162 | 1.4754 | 0.059454 | 1.5158 | 1.474 | -41.0892 | -147.3231 | 149.8839 | -41.0853 | -147.271 | 149.8943
Line5_6_7 | 0.02441 | 0.023992 | 0.023913 | 0.02441 | 0.023992 | 0.023913 | 0.0056372 | 0.0055407 | 0.0055225 | 0.0056373 | 0.0055408 | 0.0055225 | -0.00023253 | -0.0041988 | 0.0044224 | 0.00023832 | 0.0042044 | -0.004417 | -0.00024137 | 0.0072735 | 0.0068341 | 0.00024741 | -0.0072679 | -0.0068286 | 92.8463 | 92.732 | 92.8012 | -87.1537 | -87.268 | -87.1988 |  | 0.059454 | 1.5158 | 1.474 | 0.060937 | 1.5154 | 1.4726 | -41.0853 | -147.271 | 149.8943 | -41.0816 | -147.219 | 149.9048
Line6_7_8 | 0 | 0 | 0 | 0 | 0 | 0 | 0 | 0 | 0 | 0 | 0 | 0 | 8.4501e-09 | 1.7088e-07 | -1.5661e-07 | -5.4954e-09 | -1.1789e-07 | 1.0067e-07 | 9.6155e-09 | -2.686e-07 | -2.668e-07 | -6.5425e-09 | 1.7678e-07 | 1.8029e-07 | 0 | 0 | 0 | 0 | 0 | 0 |  | 0.060937 | 1.5154 | 1.4726 | 0.060937 | 1.5154 | 1.4726 | -41.0816 | -147.219 | 149.9048 | -41.0816 | -147.219 | 149.9048
Line7_8_9 | 0 | 0 | 0 | 0 | 0 | 0 | 0 | 0 | 0 | 0 | 0 | 0 | 2.8167e-09 | 5.696e-08 | -5.2202e-08 | 1.3796e-10 | -3.973e-09 | -3.7389e-09 | 3.2052e-09 | -8.9534e-08 | -8.8933e-08 | -1.3214e-10 | -2.2873e-09 | 2.4228e-09 | 0 | 0 | 0 | 0 | 0 | 0 |  | 0.060937 | 1.5154 | 1.4726 | 0.060937 | 1.5154 | 1.4726 | -41.0816 | -147.219 | 149.9048 | -41.0816 | -147.219 | 149.9048
Line8_8_10 | 0 | 0 | 0 | 0 | 0 | 0 | 0 | 0 | 0 | 0 | 0 | 0 | 2.8167e-09 | 5.696e-08 | -5.2202e-08 | 1.3796e-10 | -3.973e-09 | -3.7389e-09 | 3.2052e-09 | -8.9534e-08 | -8.8933e-08 | -1.3214e-10 | -2.2873e-09 | 2.4228e-09 | 0 | 0 | 0 | 0 | 0 | 0 |  | 0.060937 | 1.5154 | 1.4726 | 0.060937 | 1.5154 | 1.4726 | -41.0816 | -147.219 | 149.9048 | -41.0816 | -147.219 | 149.9048
Line9_3_11 | 0.024348 | 0.023931 | 0.023853 | 0.024348 | 0.023931 | 0.023853 | 0.0056229 | 0.0055267 | 0.0055085 | 0.005623 | 0.0055267 | 0.0055086 | -0.0002267 | -0.0041653 | 0.0044329 | 0.00023246 | 0.0041709 | -0.0044275 | -0.00023419 | 0.0072707 | 0.006812 | 0.0002402 | -0.0072651 | -0.0068065 | 92.9823 | 92.8687 | 92.9373 | -87.0177 | -87.1313 | -87.0627 |  | 0.057966 | 1.5162 | 1.4754 | 0.059446 | 1.5158 | 1.474 | -41.0858 | -147.3232 | 149.8837 | -41.0786 | -147.2714 | 149.894

## LG_min_fault_6
name | pf_ikss_a_from_ka | pf_ikss_b_from_ka | pf_ikss_c_from_ka | pf_ikss_a_to_ka | pf_ikss_b_to_ka | pf_ikss_c_to_ka | pf_skss_a_from_mw | pf_skss_b_from_mw | pf_skss_c_from_mw | pf_skss_a_to_mw | pf_skss_b_to_mw | pf_skss_c_to_mw | pf_p_a_from_mw | pf_p_b_from_mw | pf_p_c_from_mw | pf_p_a_to_mw | pf_p_b_to_mw | pf_p_c_to_mw | pf_q_a_from_mvar | pf_q_b_from_mvar | pf_q_c_from_mvar | pf_q_a_to_mvar | pf_q_b_to_mvar | pf_q_c_to_mvar | pf_ikss_a_from_degree | pf_ikss_b_from_degree | pf_ikss_c_from_degree | pf_ikss_a_to_degree | pf_ikss_b_to_degree | pf_ikss_c_to_degree | 3xI0 | pf_vm_a_from_pu | pf_vm_b_from_pu | pf_vm_c_from_pu | pf_vm_a_to_pu | pf_vm_b_to_pu | pf_vm_c_to_pu | pf_va_a_from_degree | pf_va_b_from_degree | pf_va_c_from_degree | pf_va_a_to_degree | pf_va_b_to_degree | pf_va_c_to_degree
Line0_1_2 | 0.0024248 | 0.0023833 | 0.0023755 | 0.0024249 | 0.0023833 | 0.0023755 | 0.00055999 | 0.0005504 | 0.00054859 | 0.00056 | 0.00055041 | 0.0005486 | -0.00035226 | -0.00016676 | 0.00051089 | 0.00035232 | 0.00016682 | -0.00051084 | -0.00035064 | 0.00054083 | -5.8439e-05 | 0.00035071 | -0.00054078 | 5.8496e-05 | 131.5082 | 131.3939 | 131.4631 | -48.4918 | -48.6061 | -48.5369 |  | 0.88757 | 1.0283 | 0.93735 | 0.88772 | 1.0282 | 0.93726 | -3.6234 | -121.4694 | 124.9375 | -3.6231 | -121.4624 | 124.9307
Line10_11_12 | 0.0024188 | 0.0023774 | 0.0023696 | 0.0024188 | 0.0023774 | 0.0023696 | 0.00055859 | 0.00054903 | 0.00054722 | 0.0005586 | 0.00054903 | 0.00054723 | -0.00035232 | -0.00016517 | 0.00050937 | 0.00035238 | 0.00016522 | -0.00050932 | -0.00034905 | 0.00053976 | -5.9615e-05 | 0.00034912 | -0.00053972 | 5.9671e-05 | 131.644 | 131.5304 | 131.5991 | -48.356 | -48.4696 | -48.4009 |  | 0.88786 | 1.0281 | 0.93718 | 0.88801 | 1.0281 | 0.93709 | -3.6229 | -121.4556 | 124.9238 | -3.6226 | -121.4486 | 124.9169
Line11_12_13 | 0.0024188 | 0.0023774 | 0.0023696 | 0.0024188 | 0.0023774 | 0.0023696 | 0.0005586 | 0.00054903 | 0.00054723 | 0.0005586 | 0.00054904 | 0.00054724 | -0.00035238 | -0.00016522 | 0.00050932 | 0.00035244 | 0.00016528 | -0.00050928 | -0.00034912 | 0.00053972 | -5.9671e-05 | 0.00034918 | -0.00053967 | 5.9727e-05 | 131.644 | 131.5304 | 131.5991 | -48.356 | -48.4696 | -48.4009 |  | 0.88801 | 1.0281 | 0.93709 | 0.88816 | 1.028 | 0.93701 | -3.6226 | -121.4486 | 124.9169 | -3.6224 | -121.4417 | 124.91
Line12_13_15 | 0 | 0 | 0 | 0 | 0 | 0 | 0 | 0 | 0 | 0 | 0 | 0 | 1.2525e-08 | 7.1565e-09 | -1.9479e-08 | -8.1545e-09 | -5.0661e-09 | 1.3019e-08 | 1.363e-08 | -2.0196e-08 | 1.4087e-09 | -9.2824e-09 | 1.3374e-08 | -6.598e-10 | 0 | 0 | 0 | 0 | 0 | 0 |  | 0.88816 | 1.028 | 0.93701 | 0.88816 | 1.028 | 0.93701 | -3.6224 | -121.4417 | 124.91 | -3.6224 | -121.4417 | 124.91
Line13_13_14 | 0.0024189 | 0.0023775 | 0.0023697 | 0.0024189 | 0.0023775 | 0.0023697 | 0.00055862 | 0.00054906 | 0.00054726 | 0.00055863 | 0.00054907 | 0.00054727 | -0.00035245 | -0.00016529 | 0.0005093 | 0.00035252 | 0.00016534 | -0.00050925 | -0.00034919 | 0.00053969 | -5.9729e-05 | 0.00034926 | -0.00053964 | 5.9785e-05 | 131.6439 | 131.5303 | 131.5989 | -48.3561 | -48.4697 | -48.4011 |  | 0.88816 | 1.028 | 0.93701 | 0.8883 | 1.0279 | 0.93692 | -3.6224 | -121.4417 | 124.91 | -3.6221 | -121.4348 | 124.9032
Line14_15_16 | 0 | 0 | 0 | 0 | 0 | 0 | 0 | 0 | 0 | 0 | 0 | 0 | 8.3497e-09 | 4.771e-09 | -1.2986e-08 | -3.9797e-09 | -2.6806e-09 | 6.5258e-09 | 9.087e-09 | -1.3464e-08 | 9.3916e-10 | -4.739e-09 | 6.642e-09 | -1.9022e-10 | 0 | 0 | 0 | 0 | 0 | 0 |  | 0.88816 | 1.028 | 0.93701 | 0.88816 | 1.028 | 0.93701 | -3.6224 | -121.4417 | 124.91 | -3.6224 | -121.4417 | 124.91
Line15_16_17 | 0 | 0 | 0 | 0 | 0 | 0 | 0 | 0 | 0 | 0 | 0 | 0 | 4.1749e-09 | 2.3855e-09 | -6.4931e-09 | 1.9522e-10 | -2.9511e-10 | 3.2655e-11 | 4.5435e-09 | -6.7321e-09 | 4.6958e-10 | -1.9546e-10 | -9.0095e-11 | 2.7936e-10 | 0 | 0 | 0 | 0 | 0 | 0 |  | 0.88816 | 1.028 | 0.93701 | 0.88816 | 1.028 | 0.93701 | -3.6224 | -121.4417 | 124.91 | -3.6224 | -121.4417 | 124.91
Line16_4_18 | 0.028805 | 0 | 0 | 0.028805 | 0 | 0 | 0.0066521 | 0 | 0 | 0.0066521 | 0 | 0 | 0.0041618 | 2.4822e-09 | -6.5748e-09 | -0.0041485 | -2.9363e-10 | 3.4333e-11 | 0.0041624 | -6.7879e-09 | 4.1094e-10 | -0.0041485 | -8.7848e-11 | 2.7722e-10 | -48.631 | 0 | 0 | 131.3691 | 0 | 0 |  | 0.88484 | 1.0279 | 0.93692 | 0.88196 | 1.0276 | 0.93657 | -3.6271 | -121.4344 | 124.9027 | -3.6309 | -121.4062 | 124.8747
Line17_5_19 | 0.002428 | 0.0023864 | 0.0023786 | 0.002428 | 0.0023865 | 0.0023786 | 0.00056073 | 0.00055112 | 0.00054931 | 0.00056073 | 0.00055113 | 0.00054931 | -0.00035236 | -0.00016768 | 0.00051157 | 0.00035242 | 0.00016774 | -0.00051153 | -0.00035159 | 0.00054129 | -5.7961e-05 | 0.00035165 | -0.00054124 | 5.8018e-05 | 131.4399 | 131.3252 | 131.3947 | -48.5601 | -48.6748 | -48.6053 |  | 0.88772 | 1.0282 | 0.93726 | 0.88786 | 1.0281 | 0.93718 | -3.6232 | -121.4624 | 124.9307 | -3.6229 | -121.4555 | 124.9238
Line1_1_3 | 0.0024187 | 0.0023773 | 0.0023695 | 0.0024187 | 0.0023773 | 0.0023695 | 0.00055858 | 0.00054901 | 0.00054721 | 0.00055858 | 0.00054902 | 0.00054722 | -0.0003522 | -0.00016505 | 0.00050946 | 0.00035226 | 0.00016511 | -0.00050942 | -0.00034892 | 0.00053986 | -5.9503e-05 | 0.00034899 | -0.00053981 | 5.9559e-05 | 131.6441 | 131.5305 | 131.5992 | -48.3559 | -48.4695 | -48.4008 |  | 0.88757 | 1.0283 | 0.93735 | 0.88771 | 1.0282 | 0.93726 | -3.6234 | -121.4694 | 124.9375 | -3.6231 | -121.4625 | 124.9307
Line2_1_4 | 0.026333 | 0.0023895 | 0.0023766 | 0.026333 | 0.0023895 | 0.0023766 | 0.0060813 | 0.00055182 | 0.00054885 | 0.0060813 | 0.00055183 | 0.00054886 | 0.0038207 | -0.00016977 | 0.0005112 | -0.0038092 | 0.00017005 | -0.00051094 | 0.0038126 | 0.00054143 | -5.7842e-05 | -0.0038006 | -0.00054115 | 5.8127e-05 | -48.5624 | 131.1211 | 131.3931 | 131.4376 | -48.8789 | -48.6069 |  | 0.88757 | 1.0283 | 0.93735 | 0.88484 | 1.0279 | 0.93692 | -3.6234 | -121.4694 | 124.9375 | -3.6271 | -121.4344 | 124.9027
Line3_1_5 | 0.002428 | 0.0023864 | 0.0023785 | 0.002428 | 0.0023864 | 0.0023786 | 0.00056072 | 0.00055112 | 0.0005493 | 0.00056073 | 0.00055112 | 0.00054931 | -0.0003523 | -0.00016763 | 0.00051162 | 0.00035236 | 0.00016768 | -0.00051157 | -0.00035152 | 0.00054134 | -5.7905e-05 | 0.00035159 | -0.00054129 | 5.7961e-05 | 131.4399 | 131.3252 | 131.3947 | -48.5601 | -48.6748 | -48.6053 |  | 0.88757 | 1.0283 | 0.93735 | 0.88772 | 1.0282 | 0.93726 | -3.6234 | -121.4694 | 124.9375 | -3.6232 | -121.4624 | 124.9307
Line4_2_6 | 0.0024249 | 0.0023833 | 0.0023755 | 0.0024249 | 0.0023834 | 0.0023755 | 0.00056 | 0.00055041 | 0.0005486 | 0.00056 | 0.00055041 | 0.0005486 | -0.00035232 | -0.00016682 | 0.00051084 | 0.00035238 | 0.00016687 | -0.00051079 | -0.00035071 | 0.00054078 | -5.8496e-05 | 0.00035077 | -0.00054073 | 5.8552e-05 | 131.5082 | 131.3938 | 131.4631 | -48.4918 | -48.6062 | -48.5369 |  | 0.88772 | 1.0282 | 0.93726 | 0.88786 | 1.0281 | 0.93718 | -3.6231 | -121.4624 | 124.9307 | -3.6229 | -121.4555 | 124.9238
Line5_6_7 | 0.0024249 | 0.0023834 | 0.0023755 | 0.0024249 | 0.0023834 | 0.0023756 | 0.00056 | 0.00055041 | 0.0005486 | 0.00056001 | 0.00055042 | 0.00054861 | -0.00035238 | -0.00016688 | 0.00051079 | 0.00035244 | 0.00016693 | -0.00051075 | -0.00035077 | 0.00054073 | -5.8552e-05 | 0.00035084 | -0.00054068 | 5.8609e-05 | 131.5081 | 131.3938 | 131.463 | -48.4919 | -48.6062 | -48.537 |  | 0.88786 | 1.0281 | 0.93718 | 0.88801 | 1.0281 | 0.93709 | -3.6229 | -121.4555 | 124.9238 | -3.6227 | -121.4486 | 124.9169
Line6_7_8 | 0 | 0 | 0 | 0 | 0 | 0 | 0 | 0 | 0 | 0 | 0 | 0 | 1.2522e-08 | 7.1873e-09 | -1.9507e-08 | -8.1525e-09 | -5.087e-09 | 1.3037e-08 | 1.366e-08 | -2.0215e-08 | 1.3853e-09 | -9.3021e-09 | 1.3386e-08 | -6.4377e-10 | 0 | 0 | 0 | 0 | 0 | 0 |  | 0.88801 | 1.0281 | 0.93709 | 0.88801 | 1.0281 | 0.93709 | -3.6227 | -121.4486 | 124.9169 | -3.6227 | -121.4486 | 124.9169
Line7_8_9 | 0 | 0 | 0 | 0 | 0 | 0 | 0 | 0 | 0 | 0 | 0 | 0 | 4.1741e-09 | 2.3958e-09 | -6.5024e-09 | 1.9566e-10 | -2.954e-10 | 3.2336e-11 | 4.5533e-09 | -6.7384e-09 | 4.6178e-10 | -1.9545e-10 | -9.0528e-11 | 2.7978e-10 | 0 | 0 | 0 | 0 | 0 | 0 |  | 0.88801 | 1.0281 | 0.93709 | 0.88801 | 1.0281 | 0.93709 | -3.6227 | -121.4486 | 124.9169 | -3.6227 | -121.4486 | 124.9169
Line8_8_10 | 0 | 0 | 0 | 0 | 0 | 0 | 0 | 0 | 0 | 0 | 0 | 0 | 4.1741e-09 | 2.3958e-09 | -6.5024e-09 | 1.9566e-10 | -2.954e-10 | 3.2336e-11 | 4.5533e-09 | -6.7384e-09 | 4.6178e-10 | -1.9545e-10 | -9.0528e-11 | 2.7978e-10 | 0 | 0 | 0 | 0 | 0 | 0 |  | 0.88801 | 1.0281 | 0.93709 | 0.88801 | 1.0281 | 0.93709 | -3.6227 | -121.4486 | 124.9169 | -3.6227 | -121.4486 | 124.9169
Line9_3_11 | 0.0024187 | 0.0023773 | 0.0023695 | 0.0024188 | 0.0023774 | 0.0023696 | 0.00055858 | 0.00054902 | 0.00054722 | 0.00055859 | 0.00054903 | 0.00054722 | -0.00035226 | -0.00016511 | 0.00050942 | 0.00035232 | 0.00016517 | -0.00050937 | -0.00034899 | 0.00053981 | -5.9559e-05 | 0.00034905 | -0.00053976 | 5.9615e-05 | 131.6441 | 131.5305 | 131.5991 | -48.3559 | -48.4695 | -48.4009 |  | 0.88771 | 1.0282 | 0.93726 | 0.88786 | 1.0281 | 0.93718 | -3.6231 | -121.4625 | 124.9307 | -3.6229 | -121.4556 | 124.9238

## LG_min_fault_10
name | pf_ikss_a_from_ka | pf_ikss_b_from_ka | pf_ikss_c_from_ka | pf_ikss_a_to_ka | pf_ikss_b_to_ka | pf_ikss_c_to_ka | pf_skss_a_from_mw | pf_skss_b_from_mw | pf_skss_c_from_mw | pf_skss_a_to_mw | pf_skss_b_to_mw | pf_skss_c_to_mw | pf_p_a_from_mw | pf_p_b_from_mw | pf_p_c_from_mw | pf_p_a_to_mw | pf_p_b_to_mw | pf_p_c_to_mw | pf_q_a_from_mvar | pf_q_b_from_mvar | pf_q_c_from_mvar | pf_q_a_to_mvar | pf_q_b_to_mvar | pf_q_c_to_mvar | pf_ikss_a_from_degree | pf_ikss_b_from_degree | pf_ikss_c_from_degree | pf_ikss_a_to_degree | pf_ikss_b_to_degree | pf_ikss_c_to_degree | 3xI0 | pf_vm_a_from_pu | pf_vm_b_from_pu | pf_vm_c_from_pu | pf_vm_a_to_pu | pf_vm_b_to_pu | pf_vm_c_to_pu | pf_va_a_from_degree | pf_va_b_from_degree | pf_va_c_from_degree | pf_va_a_to_degree | pf_va_b_to_degree | pf_va_c_to_degree
Line0_1_2 | 0.0022972 | 0.0022579 | 0.0022504 | 0.0022972 | 0.0022579 | 0.0022505 | 0.00053052 | 0.00052143 | 0.00051972 | 0.00053052 | 0.00052144 | 0.00051972 | -0.00031615 | -0.00014967 | 0.00045853 | 0.00031621 | 0.00014972 | -0.00045848 | -0.00031471 | 0.0004854 | -5.245e-05 | 0.00031476 | -0.00048536 | 5.2501e-05 | 131.5082 | 131.3939 | 131.4631 | -48.4918 | -48.6061 | -48.5369 |  | 0.84085 | 0.97415 | 0.88802 | 0.84099 | 0.97408 | 0.88793 | -3.6234 | -121.4694 | 124.9375 | -3.6231 | -121.4624 | 124.9307
Line10_11_12 | 0.0022915 | 0.0022522 | 0.0022448 | 0.0022915 | 0.0022523 | 0.0022449 | 0.00052919 | 0.00052013 | 0.00051842 | 0.0005292 | 0.00052014 | 0.00051843 | -0.00031621 | -0.00014824 | 0.00045716 | 0.00031626 | 0.00014829 | -0.00045712 | -0.00031328 | 0.00048444 | -5.3505e-05 | 0.00031333 | -0.0004844 | 5.3555e-05 | 131.644 | 131.5304 | 131.5991 | -48.356 | -48.4696 | -48.4009 |  | 0.84113 | 0.97402 | 0.88785 | 0.84127 | 0.97395 | 0.88777 | -3.6229 | -121.4556 | 124.9238 | -3.6226 | -121.4486 | 124.9169
Line11_12_13 | 0.0022915 | 0.0022523 | 0.0022449 | 0.0022915 | 0.0022523 | 0.0022449 | 0.0005292 | 0.00052014 | 0.00051843 | 0.0005292 | 0.00052014 | 0.00051844 | -0.00031626 | -0.00014829 | 0.00045712 | 0.00031632 | 0.00014834 | -0.00045708 | -0.00031333 | 0.0004844 | -5.3555e-05 | 0.00031339 | -0.00048435 | 5.3606e-05 | 131.644 | 131.5304 | 131.5991 | -48.356 | -48.4696 | -48.4009 |  | 0.84127 | 0.97395 | 0.88777 | 0.84141 | 0.97389 | 0.88769 | -3.6226 | -121.4486 | 124.9169 | -3.6224 | -121.4417 | 124.91
Line12_13_15 | 0 | 0 | 0 | 0 | 0 | 0 | 0 | 0 | 0 | 0 | 0 | 0 | 1.1241e-08 | 6.423e-09 | -1.7483e-08 | -7.3187e-09 | -4.5469e-09 | 1.1685e-08 | 1.2233e-08 | -1.8126e-08 | 1.2644e-09 | -8.3311e-09 | 1.2003e-08 | -5.9217e-10 | 0 | 0 | 0 | 0 | 0 | 0 |  | 0.84141 | 0.97389 | 0.88769 | 0.84141 | 0.97389 | 0.88769 | -3.6224 | -121.4417 | 124.91 | -3.6224 | -121.4417 | 124.91
Line13_13_14 | 0.0022916 | 0.0022524 | 0.002245 | 0.0022916 | 0.0022524 | 0.002245 | 0.00052922 | 0.00052016 | 0.00051846 | 0.00052923 | 0.00052017 | 0.00051846 | -0.00031633 | -0.00014835 | 0.0004571 | 0.00031639 | 0.0001484 | -0.00045705 | -0.0003134 | 0.00048437 | -5.3607e-05 | 0.00031346 | -0.00048433 | 5.3657e-05 | 131.6439 | 131.5303 | 131.5989 | -48.3561 | -48.4697 | -48.4011 |  | 0.84141 | 0.97389 | 0.88769 | 0.84155 | 0.97382 | 0.88761 | -3.6224 | -121.4417 | 124.91 | -3.6221 | -121.4348 | 124.9032
Line14_15_16 | 0 | 0 | 0 | 0 | 0 | 0 | 0 | 0 | 0 | 0 | 0 | 0 | 7.494e-09 | 4.282e-09 | -1.1655e-08 | -3.5718e-09 | -2.4059e-09 | 5.8569e-09 | 8.1556e-09 | -1.2084e-08 | 8.429e-10 | -4.2532e-09 | 5.9612e-09 | -1.7072e-10 | 0 | 0 | 0 | 0 | 0 | 0 |  | 0.84141 | 0.97389 | 0.88769 | 0.84141 | 0.97389 | 0.88769 | -3.6224 | -121.4417 | 124.91 | -3.6224 | -121.4417 | 124.91
Line15_16_17 | 0 | 0 | 0 | 0 | 0 | 0 | 0 | 0 | 0 | 0 | 0 | 0 | 3.747e-09 | 2.141e-09 | -5.8276e-09 | 1.7521e-10 | -2.6486e-10 | 2.9308e-11 | 4.0778e-09 | -6.0421e-09 | 4.2145e-10 | -1.7543e-10 | -8.086e-11 | 2.5073e-10 | 0 | 0 | 0 | 0 | 0 | 0 |  | 0.84141 | 0.97389 | 0.88769 | 0.84141 | 0.97389 | 0.88769 | -3.6224 | -121.4417 | 124.91 | -3.6224 | -121.4417 | 124.91
Line16_4_18 | 0.027289 | 0 | 0 | 0.027289 | 0 | 0 | 0.006302 | 0 | 0 | 0.006302 | 0 | 0 | 0.0037353 | 2.2278e-09 | -5.9009e-09 | -0.0037233 | -2.6354e-10 | 3.0814e-11 | 0.0037358 | -6.0922e-09 | 3.6883e-10 | -0.0037233 | -7.8844e-11 | 2.4881e-10 | -48.631 | 0 | 0 | 131.3691 | 0 | 0 |  | 0.83827 | 0.97382 | 0.8876 | 0.83554 | 0.97355 | 0.88727 | -3.6271 | -121.4344 | 124.9027 | -3.6309 | -121.4062 | 124.8747
Line17_5_19 | 0.0023002 | 0.0022608 | 0.0022534 | 0.0023003 | 0.0022609 | 0.0022534 | 0.00053121 | 0.00052212 | 0.0005204 | 0.00053122 | 0.00052212 | 0.0005204 | -0.00031625 | -0.0001505 | 0.00045914 | 0.0003163 | 0.00015055 | -0.0004591 | -0.00031555 | 0.00048581 | -5.2021e-05 | 0.00031561 | -0.00048576 | 5.2072e-05 | 131.4399 | 131.3252 | 131.3947 | -48.5601 | -48.6748 | -48.6053 |  | 0.84099 | 0.97408 | 0.88793 | 0.84113 | 0.97402 | 0.88785 | -3.6232 | -121.4624 | 124.9307 | -3.6229 | -121.4555 | 124.9238
Line1_1_3 | 0.0022914 | 0.0022522 | 0.0022448 | 0.0022914 | 0.0022522 | 0.0022448 | 0.00052918 | 0.00052012 | 0.00051841 | 0.00052918 | 0.00052012 | 0.00051842 | -0.0003161 | -0.00014814 | 0.00045725 | 0.00031615 | 0.00014819 | -0.00045721 | -0.00031316 | 0.00048453 | -5.3404e-05 | 0.00031322 | -0.00048449 | 5.3455e-05 | 131.6441 | 131.5305 | 131.5992 | -48.3559 | -48.4695 | -48.4008 |  | 0.84085 | 0.97415 | 0.88802 | 0.84099 | 0.97408 | 0.88794 | -3.6234 | -121.4694 | 124.9375 | -3.6231 | -121.4625 | 124.9307
Line2_1_4 | 0.024947 | 0.0022637 | 0.0022515 | 0.024947 | 0.0022637 | 0.0022515 | 0.0057612 | 0.00052278 | 0.00051996 | 0.0057612 | 0.00052279 | 0.00051997 | 0.0034291 | -0.00015237 | 0.00045881 | -0.0034188 | 0.00015262 | -0.00045857 | 0.0034218 | 0.00048594 | -5.1914e-05 | -0.0034111 | -0.00048569 | 5.217e-05 | -48.5624 | 131.1211 | 131.3931 | 131.4376 | -48.8789 | -48.6069 |  | 0.84085 | 0.97415 | 0.88802 | 0.83827 | 0.97382 | 0.8876 | -3.6234 | -121.4694 | 124.9375 | -3.6271 | -121.4344 | 124.9027
Line3_1_5 | 0.0023002 | 0.0022608 | 0.0022534 | 0.0023002 | 0.0022608 | 0.0022534 | 0.00053121 | 0.00052211 | 0.00052039 | 0.00053121 | 0.00052212 | 0.0005204 | -0.00031619 | -0.00015045 | 0.00045918 | 0.00031625 | 0.0001505 | -0.00045914 | -0.00031549 | 0.00048585 | -5.197e-05 | 0.00031555 | -0.00048581 | 5.2021e-05 | 131.4399 | 131.3252 | 131.3947 | -48.5601 | -48.6748 | -48.6053 |  | 0.84085 | 0.97415 | 0.88802 | 0.84099 | 0.97408 | 0.88793 | -3.6234 | -121.4694 | 124.9375 | -3.6232 | -121.4624 | 124.9307
Line4_2_6 | 0.0022972 | 0.0022579 | 0.0022505 | 0.0022973 | 0.0022579 | 0.0022505 | 0.00053052 | 0.00052144 | 0.00051972 | 0.00053053 | 0.00052145 | 0.00051973 | -0.00031621 | -0.00014972 | 0.00045848 | 0.00031627 | 0.00014977 | -0.00045844 | -0.00031476 | 0.00048536 | -5.25e-05 | 0.00031482 | -0.00048531 | 5.2551e-05 | 131.5082 | 131.3938 | 131.4631 | -48.4918 | -48.6062 | -48.5369 |  | 0.84099 | 0.97408 | 0.88793 | 0.84113 | 0.97402 | 0.88785 | -3.6231 | -121.4624 | 124.9307 | -3.6229 | -121.4555 | 124.9238
Line5_6_7 | 0.0022973 | 0.0022579 | 0.0022505 | 0.0022973 | 0.002258 | 0.0022505 | 0.00053053 | 0.00052145 | 0.00051973 | 0.00053054 | 0.00052145 | 0.00051974 | -0.00031626 | -0.00014977 | 0.00045844 | 0.00031632 | 0.00014982 | -0.0004584 | -0.00031482 | 0.00048531 | -5.2551e-05 | 0.00031488 | -0.00048527 | 5.2602e-05 | 131.5081 | 131.3938 | 131.463 | -48.4919 | -48.6062 | -48.537 |  | 0.84113 | 0.97402 | 0.88785 | 0.84127 | 0.97395 | 0.88777 | -3.6229 | -121.4555 | 124.9238 | -3.6227 | -121.4486 | 124.9169
Line6_7_8 | 0 | 0 | 0 | 0 | 0 | 0 | 0 | 0 | 0 | 0 | 0 | 0 | 1.1239e-08 | 6.4507e-09 | -1.7508e-08 | -7.3169e-09 | -4.5656e-09 | 1.1701e-08 | 1.226e-08 | -1.8143e-08 | 1.2433e-09 | -8.3487e-09 | 1.2014e-08 | -5.7779e-10 | 0 | 0 | 0 | 0 | 0 | 0 |  | 0.84127 | 0.97395 | 0.88777 | 0.84127 | 0.97395 | 0.88777 | -3.6227 | -121.4486 | 124.9169 | -3.6227 | -121.4486 | 124.9169
Line7_8_9 | 0 | 0 | 0 | 0 | 0 | 0 | 0 | 0 | 0 | 0 | 0 | 0 | 3.7463e-09 | 2.1502e-09 | -5.836e-09 | 1.7561e-10 | -2.6512e-10 | 2.9022e-11 | 4.0866e-09 | -6.0478e-09 | 4.1445e-10 | -1.7542e-10 | -8.1249e-11 | 2.511e-10 | 0 | 0 | 0 | 0 | 0 | 0 |  | 0.84127 | 0.97395 | 0.88777 | 0.84127 | 0.97395 | 0.88777 | -3.6227 | -121.4486 | 124.9169 | -3.6227 | -121.4486 | 124.9169
Line8_8_10 | 0 | 0 | 0 | 0 | 0 | 0 | 0 | 0 | 0 | 0 | 0 | 0 | 3.7463e-09 | 2.1502e-09 | -5.836e-09 | 1.7561e-10 | -2.6512e-10 | 2.9022e-11 | 4.0866e-09 | -6.0478e-09 | 4.1445e-10 | -1.7542e-10 | -8.1249e-11 | 2.511e-10 | 0 | 0 | 0 | 0 | 0 | 0 |  | 0.84127 | 0.97395 | 0.88777 | 0.84127 | 0.97395 | 0.88777 | -3.6227 | -121.4486 | 124.9169 | -3.6227 | -121.4486 | 124.9169
Line9_3_11 | 0.0022914 | 0.0022522 | 0.0022448 | 0.0022915 | 0.0022522 | 0.0022448 | 0.00052918 | 0.00052012 | 0.00051842 | 0.00052919 | 0.00052013 | 0.00051842 | -0.00031615 | -0.00014819 | 0.00045721 | 0.00031621 | 0.00014824 | -0.00045716 | -0.00031322 | 0.00048449 | -5.3454e-05 | 0.00031328 | -0.00048444 | 5.3505e-05 | 131.6441 | 131.5305 | 131.5991 | -48.3559 | -48.4695 | -48.4009 |  | 0.84099 | 0.97408 | 0.88794 | 0.84113 | 0.97402 | 0.88785 | -3.6231 | -121.4625 | 124.9307 | -3.6229 | -121.4556 | 124.9238

## LLG_max_6
name | pf_ikss_a_from_ka | pf_ikss_b_from_ka | pf_ikss_c_from_ka | pf_ikss_a_to_ka | pf_ikss_b_to_ka | pf_ikss_c_to_ka | pf_skss_a_from_mw | pf_skss_b_from_mw | pf_skss_c_from_mw | pf_skss_a_to_mw | pf_skss_b_to_mw | pf_skss_c_to_mw | pf_p_a_from_mw | pf_p_b_from_mw | pf_p_c_from_mw | pf_p_a_to_mw | pf_p_b_to_mw | pf_p_c_to_mw | pf_q_a_from_mvar | pf_q_b_from_mvar | pf_q_c_from_mvar | pf_q_a_to_mvar | pf_q_b_to_mvar | pf_q_c_to_mvar | pf_ikss_a_from_degree | pf_ikss_b_from_degree | pf_ikss_c_from_degree | pf_ikss_a_to_degree | pf_ikss_b_to_degree | pf_ikss_c_to_degree | 3xI0 | pf_vm_a_from_pu | pf_vm_b_from_pu | pf_vm_c_from_pu | pf_vm_a_to_pu | pf_vm_b_to_pu | pf_vm_c_to_pu | pf_va_a_from_degree | pf_va_b_from_degree | pf_va_c_from_degree | pf_va_a_to_degree | pf_va_b_to_degree | pf_va_c_to_degree
Line0_1_2 | 0.14444 | 0.47379 | 0.50528 | 0.14444 | 0.47379 | 0.50528 | 0.033357 | 0.10942 | 0.11669 | 0.033357 | 0.10942 | 0.11669 | 0.0095538 | 0.019003 | -0.076355 | -0.009577 | -0.018246 | 0.079079 | 0.041147 | -0.072812 | -0.041508 | -0.041194 | 0.076474 | 0.044807 | -74.5645 | -40.1624 | -106.4894 | 105.4355 | 139.8375 | 73.5106 |  | 1.2663 | 0.68773 | 0.74479 | 1.2679 | 0.71854 | 0.77891 | 2.3638 | -115.5352 | 102.04 | 2.3475 | -116.7429 | 103.0469
Line10_11_12 | 0.13455 | 0.42859 | 0.45071 | 0.13455 | 0.42859 | 0.45071 | 0.031073 | 0.098977 | 0.10409 | 0.031073 | 0.098978 | 0.10409 | 0.012422 | 0.014607 | -0.073505 | -0.012457 | -0.013975 | 0.075688 | 0.037397 | -0.072143 | -0.040278 | -0.037415 | 0.075117 | 0.042883 | -69.34 | -39.017 | -104.8548 | 110.66 | 140.983 | 75.1452 |  | 1.2682 | 0.74367 | 0.80526 | 1.2691 | 0.77195 | 0.83577 | 2.2848 | -117.5711 | 103.8662 | 2.2454 | -118.4778 | 104.6798
Line11_12_13 | 0.13455 | 0.42859 | 0.45071 | 0.13455 | 0.42859 | 0.45071 | 0.031073 | 0.098978 | 0.10409 | 0.031073 | 0.098978 | 0.10409 | 0.012457 | 0.013975 | -0.075688 | -0.012492 | -0.013344 | 0.077872 | 0.037415 | -0.075117 | -0.042883 | -0.037434 | 0.078091 | 0.045488 | -69.34 | -39.017 | -104.8548 | 110.66 | 140.983 | 75.1452 |  | 1.2691 | 0.77195 | 0.83577 | 1.27 | 0.80041 | 0.86643 | 2.2454 | -118.4778 | 104.6798 | 2.206 | -119.3202 | 105.436
Line12_13_15 | 0 | 0 | 0 | 0 | 0 | 0 | 0 | 0 | 0 | 0 | 0 | 0 | -1.4063e-08 | -3.3882e-08 | 4.7405e-08 | 8.347e-09 | 2.332e-08 | -3.1127e-08 | -7.0064e-08 | 3.2005e-08 | 1.9797e-09 | 4.6897e-08 | -2.13e-08 | -2.1586e-09 | 0 | 0 | 0 | 0 | 0 | 0 |  | 1.27 | 0.80041 | 0.86643 | 1.27 | 0.80041 | 0.86643 | 2.206 | -119.3202 | 105.436 | 2.206 | -119.3202 | 105.436
Line13_13_14 | 0.13455 | 0.42859 | 0.45071 | 0.13455 | 0.42859 | 0.45071 | 0.031073 | 0.098978 | 0.10409 | 0.031073 | 0.098978 | 0.10409 | 0.012492 | 0.013344 | -0.077872 | -0.012527 | -0.012713 | 0.080056 | 0.037434 | -0.078091 | -0.045488 | -0.037452 | 0.081065 | 0.048093 | -69.34 | -39.0171 | -104.8548 | 110.66 | 140.9829 | 75.1452 |  | 1.27 | 0.80041 | 0.86643 | 1.2709 | 0.82904 | 0.89724 | 2.206 | -119.3202 | 105.436 | 2.1667 | -120.1046 | 106.1403
Line14_15_16 | 0 | 0 | 0 | 0 | 0 | 0 | 0 | 0 | 0 | 0 | 0 | 0 | -9.3752e-09 | -2.2588e-08 | 3.1603e-08 | 3.6594e-09 | 1.2026e-08 | -1.5326e-08 | -4.6709e-08 | 2.1337e-08 | 1.3198e-09 | 2.3543e-08 | -1.0632e-08 | -1.4987e-09 | 0 | 0 | 0 | 0 | 0 | 0 |  | 1.27 | 0.80041 | 0.86643 | 1.27 | 0.80041 | 0.86643 | 2.206 | -119.3202 | 105.436 | 2.206 | -119.3202 | 105.436
Line15_16_17 | 0 | 0 | 0 | 0 | 0 | 0 | 0 | 0 | 0 | 0 | 0 | 0 | -4.6876e-09 | -1.1294e-08 | 1.5802e-08 | -1.0282e-09 | 7.3228e-10 | 4.7599e-10 | -2.3355e-08 | 1.0668e-08 | 6.599e-10 | 1.8821e-10 | 3.656e-11 | -8.3882e-10 | 0 | 0 | 0 | 0 | 0 | 0 |  | 1.27 | 0.80041 | 0.86643 | 1.27 | 0.80041 | 0.86643 | 2.206 | -119.3202 | 105.436 | 2.206 | -119.3202 | 105.436
Line16_4_18 | 0 | 4.0885 | 4.5306 | 0 | 4.0885 | 4.5306 | 0 | 0.94421 | 1.0463 | 0 | 0.94421 | 1.0463 | -1.1894e-09 | 0.10383 | 0.23971 | -4.2792e-10 | 9.3458e-14 | 1.3239e-14 | -3.5987e-08 | 0.33783 | 0.34926 | 3.3745e-10 | 4.9841e-15 | -9.9152e-15 | 0 | 169.87 | 47.3509 | 0 | -10.13 | -132.6491 |  | 1.2127 | 0.37431 | 0.40487 | 1.1485 | 0 | 0 | 3.4131 | -117.2152 | 102.8877 | 4.3767 | 0 | 0
Line17_5_19 | 0.14985 | 0.49995 | 0.53752 | 0.14985 | 0.49995 | 0.53752 | 0.034606 | 0.11546 | 0.12414 | 0.034606 | 0.11546 | 0.12414 | 0.0075488 | 0.020091 | -0.08355 | -0.0075612 | -0.019258 | 0.086619 | 0.043238 | -0.080695 | -0.049253 | -0.043305 | 0.084792 | 0.053002 | -77.7336 | -40.814 | -107.4434 | 102.2664 | 139.186 | 72.5566 |  | 1.2683 | 0.72025 | 0.7813 | 1.2703 | 0.7531 | 0.81804 | 2.363 | -116.8329 | 103.0759 | 2.3621 | -118.0179 | 104.019
Line1_1_3 | 0.13455 | 0.42858 | 0.45071 | 0.13455 | 0.42859 | 0.45071 | 0.031073 | 0.098977 | 0.10409 | 0.031073 | 0.098977 | 0.10409 | 0.012353 | 0.01587 | -0.069137 | -0.012387 | -0.015238 | 0.071321 | 0.03736 | -0.066194 | -0.035068 | -0.037378 | 0.069169 | 0.037673 | -69.34 | -39.017 | -104.8548 | 110.66 | 140.983 | 75.1452 |  | 1.2663 | 0.68773 | 0.74479 | 1.2673 | 0.71559 | 0.77492 | 2.3638 | -115.5352 | 102.04 | 2.3243 | -116.5929 | 102.9888
Line2_1_4 | 0.15221 | 3.3768 | 3.7154 | 0.15221 | 3.3768 | 3.7154 | 0.035151 | 0.77984 | 0.85804 | 0.035151 | 0.77984 | 0.85804 | -0.01932 | 0.18933 | 0.34218 | 0.019202 | -0.11101 | -0.18165 | 0.040102 | 0.50179 | 0.53972 | -0.038058 | -0.26997 | -0.29611 | -113.36 | 175.1371 | 44.4146 | 66.64 | -4.8629 | -135.5854 |  | 1.2663 | 0.68773 | 0.74479 | 1.2127 | 0.37431 | 0.40487 | 2.3638 | -115.5352 | 102.04 | 3.4131 | -117.2152 | 102.8877
Line3_1_5 | 0.14985 | 0.49995 | 0.53752 | 0.14985 | 0.49995 | 0.53752 | 0.034606 | 0.11546 | 0.12414 | 0.034606 | 0.11546 | 0.12414 | 0.0075365 | 0.020924 | -0.080481 | -0.0075488 | -0.020091 | 0.08355 | 0.043171 | -0.076598 | -0.045504 | -0.043238 | 0.080695 | 0.049253 | -77.7336 | -40.814 | -107.4434 | 102.2664 | 139.186 | 72.5566 |  | 1.2663 | 0.68773 | 0.74479 | 1.2683 | 0.72025 | 0.7813 | 2.3638 | -115.5352 | 102.04 | 2.363 | -116.8329 | 103.0759
Line4_2_6 | 0.14444 | 0.47379 | 0.50528 | 0.14444 | 0.47379 | 0.50528 | 0.033357 | 0.10942 | 0.11669 | 0.033357 | 0.10942 | 0.11669 | 0.009577 | 0.018246 | -0.079079 | -0.0096003 | -0.01749 | 0.081802 | 0.041194 | -0.076474 | -0.044807 | -0.041241 | 0.080137 | 0.048105 | -74.5645 | -40.1625 | -106.4894 | 105.4355 | 139.8375 | 73.5106 |  | 1.2679 | 0.71854 | 0.77891 | 1.2694 | 0.74963 | 0.81326 | 2.3475 | -116.7429 | 103.0469 | 2.3313 | -117.8508 | 103.969
Line5_6_7 | 0.14444 | 0.47379 | 0.50528 | 0.14444 | 0.47379 | 0.50528 | 0.033357 | 0.10942 | 0.11669 | 0.033357 | 0.10942 | 0.11669 | 0.0096003 | 0.01749 | -0.081802 | -0.0096236 | -0.016733 | 0.084526 | 0.041241 | -0.080137 | -0.048105 | -0.041288 | 0.083799 | 0.051404 | -74.5645 | -40.1625 | -106.4894 | 105.4355 | 139.8375 | 73.5106 |  | 1.2694 | 0.74963 | 0.81326 | 1.2709 | 0.78098 | 0.8478 | 2.3313 | -117.8508 | 103.969 | 2.3152 | -118.8701 | 104.8161
Line6_7_8 | 0 | 0 | 0 | 0 | 0 | 0 | 0 | 0 | 0 | 0 | 0 | 0 | -1.389e-08 | -3.5135e-08 | 4.8272e-08 | 8.2262e-09 | 2.4193e-08 | -3.1667e-08 | -7.3319e-08 | 3.1894e-08 | 2.0005e-09 | 4.9077e-08 | -2.1204e-08 | -2.1886e-09 | 0 | 0 | 0 | 0 | 0 | 0 |  | 1.2709 | 0.78098 | 0.8478 | 1.2709 | 0.78098 | 0.8478 | 2.3152 | -118.8701 | 104.8161 | 2.3152 | -118.8701 | 104.8161
Line7_8_9 | 0 | 0 | 0 | 0 | 0 | 0 | 0 | 0 | 0 | 0 | 0 | 0 | -4.6299e-09 | -1.1712e-08 | 1.6091e-08 | -1.0336e-09 | 7.6977e-10 | 5.1461e-10 | -2.444e-08 | 1.0631e-08 | 6.6683e-10 | 1.9766e-10 | 5.929e-11 | -8.5491e-10 | 0 | 0 | 0 | 0 | 0 | 0 |  | 1.2709 | 0.78098 | 0.8478 | 1.2709 | 0.78098 | 0.8478 | 2.3152 | -118.8701 | 104.8161 | 2.3152 | -118.8701 | 104.8161
Line8_8_10 | 0 | 0 | 0 | 0 | 0 | 0 | 0 | 0 | 0 | 0 | 0 | 0 | -4.6299e-09 | -1.1712e-08 | 1.6091e-08 | -1.0336e-09 | 7.6977e-10 | 5.1461e-10 | -2.444e-08 | 1.0631e-08 | 6.6683e-10 | 1.9766e-10 | 5.929e-11 | -8.5491e-10 | 0 | 0 | 0 | 0 | 0 | 0 |  | 1.2709 | 0.78098 | 0.8478 | 1.2709 | 0.78098 | 0.8478 | 2.3152 | -118.8701 | 104.8161 | 2.3152 | -118.8701 | 104.8161
Line9_3_11 | 0.13455 | 0.42859 | 0.45071 | 0.13455 | 0.42859 | 0.45071 | 0.031073 | 0.098977 | 0.10409 | 0.031073 | 0.098977 | 0.10409 | 0.012387 | 0.015238 | -0.071321 | -0.012422 | -0.014607 | 0.073505 | 0.037378 | -0.069169 | -0.037673 | -0.037397 | 0.072143 | 0.040278 | -69.34 | -39.017 | -104.8548 | 110.66 | 140.983 | 75.1452 |  | 1.2673 | 0.71559 | 0.77492 | 1.2682 | 0.74367 | 0.80526 | 2.3243 | -116.5929 | 102.9888 | 2.2848 | -117.5711 | 103.8662

## LLG_max_10
name | pf_ikss_a_from_ka | pf_ikss_b_from_ka | pf_ikss_c_from_ka | pf_ikss_a_to_ka | pf_ikss_b_to_ka | pf_ikss_c_to_ka | pf_skss_a_from_mw | pf_skss_b_from_mw | pf_skss_c_from_mw | pf_skss_a_to_mw | pf_skss_b_to_mw | pf_skss_c_to_mw | pf_p_a_from_mw | pf_p_b_from_mw | pf_p_c_from_mw | pf_p_a_to_mw | pf_p_b_to_mw | pf_p_c_to_mw | pf_q_a_from_mvar | pf_q_b_from_mvar | pf_q_c_from_mvar | pf_q_a_to_mvar | pf_q_b_to_mvar | pf_q_c_to_mvar | pf_ikss_a_from_degree | pf_ikss_b_from_degree | pf_ikss_c_from_degree | pf_ikss_a_to_degree | pf_ikss_b_to_degree | pf_ikss_c_to_degree | 3xI0 | pf_vm_a_from_pu | pf_vm_b_from_pu | pf_vm_c_from_pu | pf_vm_a_to_pu | pf_vm_b_to_pu | pf_vm_c_to_pu | pf_va_a_from_degree | pf_va_b_from_degree | pf_va_c_from_degree | pf_va_a_to_degree | pf_va_b_to_degree | pf_va_c_to_degree
Line0_1_2 | 0.1491 | 0.4845 | 0.51867 | 0.1491 | 0.4845 | 0.51867 | 0.034434 | 0.11189 | 0.11978 | 0.034434 | 0.11189 | 0.11978 | 0.0095575 | 0.020021 | -0.080968 | -0.0095747 | -0.019238 | 0.083837 | 0.044771 | -0.076892 | -0.043935 | -0.04482 | 0.080731 | 0.047415 | -75.5663 | -40.1276 | -106.8304 | 104.4337 | 139.8724 | 73.1696 |  | 1.3295 | 0.71011 | 0.76907 | 1.331 | 0.74171 | 0.8041 | 2.3834 | -115.5329 | 101.6548 | 2.3752 | -116.7244 | 102.6606
Line10_11_12 | 0.13917 | 0.43992 | 0.46464 | 0.13917 | 0.43992 | 0.46464 | 0.03214 | 0.10159 | 0.1073 | 0.03214 | 0.10159 | 0.1073 | 0.012646 | 0.015503 | -0.078236 | -0.012676 | -0.014844 | 0.080556 | 0.040876 | -0.076439 | -0.042879 | -0.040896 | 0.07958 | 0.045652 | -70.4884 | -39.0147 | -105.2417 | 109.5116 | 140.9853 | 74.7583 |  | 1.3313 | 0.76771 | 0.83143 | 1.3321 | 0.79683 | 0.8629 | 2.3213 | -117.55 | 103.484 | 2.2903 | -118.4486 | 104.299
Line11_12_13 | 0.13917 | 0.43992 | 0.46464 | 0.13917 | 0.43992 | 0.46464 | 0.03214 | 0.10159 | 0.1073 | 0.03214 | 0.10159 | 0.1073 | 0.012676 | 0.014844 | -0.080556 | -0.012707 | -0.014186 | 0.082875 | 0.040896 | -0.07958 | -0.045652 | -0.040916 | 0.082722 | 0.048425 | -70.4884 | -39.0147 | -105.2417 | 109.5116 | 140.9853 | 74.7583 |  | 1.3321 | 0.79683 | 0.8629 | 1.333 | 0.82613 | 0.89452 | 2.2903 | -118.4486 | 104.299 | 2.2594 | -119.2837 | 105.0565
Line12_13_15 | 0 | 0 | 0 | 0 | 0 | 0 | 0 | 0 | 0 | 0 | 0 | 0 | -1.5359e-08 | -3.7845e-08 | 5.2489e-08 | 9.0959e-09 | 2.6059e-08 | -3.444e-08 | -7.9109e-08 | 3.524e-08 | 2.1608e-09 | 5.2951e-08 | -2.3452e-08 | -2.3709e-09 | 0 | 0 | 0 | 0 | 0 | 0 |  | 1.333 | 0.82613 | 0.89452 | 1.333 | 0.82613 | 0.89452 | 2.2594 | -119.2837 | 105.0565 | 2.2594 | -119.2837 | 105.0565
Line13_13_14 | 0.13917 | 0.43992 | 0.46464 | 0.13917 | 0.43992 | 0.46464 | 0.03214 | 0.10159 | 0.1073 | 0.03214 | 0.10159 | 0.1073 | 0.012707 | 0.014186 | -0.082875 | -0.012737 | -0.013528 | 0.085195 | 0.040916 | -0.082722 | -0.048425 | -0.040936 | 0.085864 | 0.051198 | -70.4884 | -39.0148 | -105.2417 | 109.5116 | 140.9852 | 74.7583 |  | 1.333 | 0.82613 | 0.89452 | 1.3339 | 0.85559 | 0.9263 | 2.2594 | -119.2837 | 105.0565 | 2.2284 | -120.0614 | 105.7622
Line14_15_16 | 0 | 0 | 0 | 0 | 0 | 0 | 0 | 0 | 0 | 0 | 0 | 0 | -1.0239e-08 | -2.523e-08 | 3.4992e-08 | 3.9764e-09 | 1.3444e-08 | -1.6944e-08 | -5.274e-08 | 2.3494e-08 | 1.4405e-09 | 2.6582e-08 | -1.1705e-08 | -1.6506e-09 | 0 | 0 | 0 | 0 | 0 | 0 |  | 1.333 | 0.82613 | 0.89452 | 1.333 | 0.82613 | 0.89452 | 2.2594 | -119.2837 | 105.0565 | 2.2594 | -119.2837 | 105.0565
Line15_16_17 | 0 | 0 | 0 | 0 | 0 | 0 | 0 | 0 | 0 | 0 | 0 | 0 | -5.1195e-09 | -1.2615e-08 | 1.7496e-08 | -1.1431e-09 | 8.2933e-10 | 5.5193e-10 | -2.637e-08 | 1.1747e-08 | 7.2027e-10 | 2.1196e-10 | 4.1656e-11 | -9.3036e-10 | 0 | 0 | 0 | 0 | 0 | 0 |  | 1.333 | 0.82613 | 0.89452 | 1.333 | 0.82613 | 0.89452 | 2.2594 | -119.2837 | 105.0565 | 2.2594 | -119.2837 | 105.0565
Line16_4_18 | 0 | 4.2068 | 4.6635 | 0 | 4.2068 | 4.6635 | 0 | 0.97153 | 1.077 | 0 | 0.97153 | 1.077 | -1.2612e-09 | 0.11051 | 0.25388 | -4.9766e-10 | 1.4234e-13 | 1.0567e-13 | -3.9924e-08 | 0.35804 | 0.37075 | 3.7112e-10 | -5.5453e-14 | -2.7715e-14 | 0 | 169.9745 | 46.9084 | 0 | -10.0255 | -133.0916 |  | 1.2745 | 0.38569 | 0.41722 | 1.2091 | 0 | 0 | 3.4169 | -117.1792 | 102.5061 | 4.3646 | 0 | 0
Line17_5_19 | 0.15453 | 0.51015 | 0.55039 | 0.15453 | 0.51015 | 0.55039 | 0.035688 | 0.11781 | 0.12711 | 0.035688 | 0.11781 | 0.12711 | 0.0074232 | 0.02111 | -0.088376 | -0.0074285 | -0.020251 | 0.091593 | 0.046932 | -0.085001 | -0.051933 | -0.047 | 0.089277 | 0.055869 | -78.6218 | -40.7573 | -107.752 | 101.3782 | 139.2427 | 72.248 |  | 1.3314 | 0.7434 | 0.80645 | 1.3333 | 0.77703 | 0.84407 | 2.3901 | -116.81 | 102.6883 | 2.3968 | -117.9771 | 103.6299
Line1_1_3 | 0.13917 | 0.43991 | 0.46464 | 0.13917 | 0.43991 | 0.46464 | 0.03214 | 0.10159 | 0.1073 | 0.03214 | 0.10159 | 0.1073 | 0.012585 | 0.016819 | -0.073597 | -0.012615 | -0.016161 | 0.075916 | 0.040835 | -0.070155 | -0.037332 | -0.040855 | 0.073297 | 0.040105 | -70.4883 | -39.0147 | -105.2417 | 109.5116 | 140.9853 | 74.7583 |  | 1.3295 | 0.71011 | 0.76907 | 1.3304 | 0.7388 | 0.80015 | 2.3834 | -115.5329 | 101.6548 | 2.3524 | -116.5808 | 102.605
Line2_1_4 | 0.15658 | 3.4909 | 3.843 | 0.15658 | 3.4909 | 3.843 | 0.036161 | 0.80619 | 0.88751 | 0.036161 | 0.80619 | 0.88751 | -0.020359 | 0.20224 | 0.36483 | 0.020266 | -0.11815 | -0.19325 | 0.043552 | 0.53558 | 0.57687 | -0.04139 | -0.28762 | -0.31586 | -112.671 | 175.1537 | 43.9648 | 67.329 | -4.8463 | -136.0352 |  | 1.3295 | 0.71011 | 0.76907 | 1.2745 | 0.38569 | 0.41722 | 2.3834 | -115.5329 | 101.6548 | 3.4169 | -117.1792 | 102.5061
Line3_1_5 | 0.15453 | 0.51015 | 0.55039 | 0.15453 | 0.51015 | 0.55039 | 0.035688 | 0.11781 | 0.12711 | 0.035688 | 0.11781 | 0.12711 | 0.007418 | 0.021969 | -0.085158 | -0.0074232 | -0.02111 | 0.088376 | 0.046863 | -0.080725 | -0.047998 | -0.046932 | 0.085001 | 0.051933 | -78.6218 | -40.7573 | -107.752 | 101.3782 | 139.2427 | 72.248 |  | 1.3295 | 0.71011 | 0.76907 | 1.3314 | 0.7434 | 0.80645 | 2.3834 | -115.5329 | 101.6548 | 2.3901 | -116.81 | 102.6883
Line4_2_6 | 0.1491 | 0.4845 | 0.51867 | 0.1491 | 0.4845 | 0.51867 | 0.034434 | 0.11189 | 0.11978 | 0.034434 | 0.11189 | 0.11978 | 0.0095747 | 0.019238 | -0.083837 | -0.0095919 | -0.018454 | 0.086706 | 0.04482 | -0.080731 | -0.047415 | -0.044869 | 0.08457 | 0.050896 | -75.5663 | -40.1276 | -106.8304 | 104.4337 | 139.8724 | 73.1696 |  | 1.331 | 0.74171 | 0.8041 | 1.3325 | 0.77361 | 0.83936 | 2.3752 | -116.7244 | 102.6606 | 2.367 | -117.818 | 103.5821
Line5_6_7 | 0.1491 | 0.4845 | 0.51867 | 0.1491 | 0.4845 | 0.51867 | 0.034434 | 0.11189 | 0.11978 | 0.034434 | 0.11189 | 0.11978 | 0.0095919 | 0.018454 | -0.086706 | -0.009609 | -0.017671 | 0.089575 | 0.044869 | -0.08457 | -0.050896 | -0.044918 | 0.08841 | 0.054376 | -75.5663 | -40.1276 | -106.8304 | 104.4337 | 139.8724 | 73.1696 |  | 1.3325 | 0.77361 | 0.83936 | 1.334 | 0.80577 | 0.87483 | 2.367 | -117.818 | 103.5821 | 2.3588 | -118.8247 | 104.4292
Line6_7_8 | 0 | 0 | 0 | 0 | 0 | 0 | 0 | 0 | 0 | 0 | 0 | 0 | -1.512e-08 | -3.9178e-08 | 5.336e-08 | 8.9309e-09 | 2.6987e-08 | -3.4981e-08 | -8.2673e-08 | 3.5044e-08 | 2.1808e-09 | 5.5337e-08 | -2.3296e-08 | -2.401e-09 | 0 | 0 | 0 | 0 | 0 | 0 |  | 1.334 | 0.80577 | 0.87483 | 1.334 | 0.80577 | 0.87483 | 2.3588 | -118.8247 | 104.4292 | 2.3588 | -118.8247 | 104.4292
Line7_8_9 | 0 | 0 | 0 | 0 | 0 | 0 | 0 | 0 | 0 | 0 | 0 | 0 | -5.04e-09 | -1.3059e-08 | 1.7787e-08 | -1.149e-09 | 8.6862e-10 | 5.928e-10 | -2.7558e-08 | 1.1681e-08 | 7.2694e-10 | 2.2145e-10 | 6.6662e-11 | -9.4714e-10 | 0 | 0 | 0 | 0 | 0 | 0 |  | 1.334 | 0.80577 | 0.87483 | 1.334 | 0.80577 | 0.87483 | 2.3588 | -118.8247 | 104.4292 | 2.3588 | -118.8247 | 104.4292
Line8_8_10 | 0 | 0 | 0 | 0 | 0 | 0 | 0 | 0 | 0 | 0 | 0 | 0 | -5.04e-09 | -1.3059e-08 | 1.7787e-08 | -1.149e-09 | 8.6862e-10 | 5.928e-10 | -2.7558e-08 | 1.1681e-08 | 7.2694e-10 | 2.2145e-10 | 6.6662e-11 | -9.4714e-10 | 0 | 0 | 0 | 0 | 0 | 0 |  | 1.334 | 0.80577 | 0.87483 | 1.334 | 0.80577 | 0.87483 | 2.3588 | -118.8247 | 104.4292 | 2.3588 | -118.8247 | 104.4292
Line9_3_11 | 0.13917 | 0.43991 | 0.46464 | 0.13917 | 0.43992 | 0.46464 | 0.03214 | 0.10159 | 0.1073 | 0.03214 | 0.10159 | 0.1073 | 0.012615 | 0.016161 | -0.075916 | -0.012646 | -0.015503 | 0.078236 | 0.040855 | -0.073297 | -0.040105 | -0.040876 | 0.076439 | 0.042879 | -70.4884 | -39.0147 | -105.2417 | 109.5116 | 140.9853 | 74.7583 |  | 1.3304 | 0.7388 | 0.80015 | 1.3313 | 0.76771 | 0.83143 | 2.3524 | -116.5808 | 102.605 | 2.3213 | -117.55 | 103.484

## LLG_max_fault_6
name | pf_ikss_a_from_ka | pf_ikss_b_from_ka | pf_ikss_c_from_ka | pf_ikss_a_to_ka | pf_ikss_b_to_ka | pf_ikss_c_to_ka | pf_skss_a_from_mw | pf_skss_b_from_mw | pf_skss_c_from_mw | pf_skss_a_to_mw | pf_skss_b_to_mw | pf_skss_c_to_mw | pf_p_a_from_mw | pf_p_b_from_mw | pf_p_c_from_mw | pf_p_a_to_mw | pf_p_b_to_mw | pf_p_c_to_mw | pf_q_a_from_mvar | pf_q_b_from_mvar | pf_q_c_from_mvar | pf_q_a_to_mvar | pf_q_b_to_mvar | pf_q_c_to_mvar | pf_ikss_a_from_degree | pf_ikss_b_from_degree | pf_ikss_c_from_degree | pf_ikss_a_to_degree | pf_ikss_b_to_degree | pf_ikss_c_to_degree | 3xI0 | pf_vm_a_from_pu | pf_vm_b_from_pu | pf_vm_c_from_pu | pf_vm_a_to_pu | pf_vm_b_to_pu | pf_vm_c_to_pu | pf_va_a_from_degree | pf_va_b_from_degree | pf_va_c_from_degree | pf_va_a_to_degree | pf_va_b_to_degree | pf_va_c_to_degree
Line0_1_2 | 0.11123 | 0.11616 | 0.11353 | 0.11123 | 0.11616 | 0.11353 | 0.025687 | 0.026827 | 0.026218 | 0.025687 | 0.026827 | 0.026218 | -0.0011787 | -0.001815 | -0.0025341 | 0.0013013 | 0.0019475 | 0.0026664 | -0.02816 | -0.029257 | -0.028581 | 0.028411 | 0.029524 | 0.028838 | 92.5568 | -26.4161 | -144.9964 | -87.4432 | 153.5839 | 35.0036 |  | 1.0972 | 1.0927 | 1.0944 | 1.1072 | 1.1029 | 1.1046 | 0.16003 | -119.966 | 119.9369 | -0.06575 | -120.1899 | 119.7211
Line10_11_12 | 0.09923 | 0.10361 | 0.10112 | 0.09923 | 0.10361 | 0.10112 | 0.022916 | 0.023928 | 0.023353 | 0.022916 | 0.023928 | 0.023353 | -0.0011225 | -0.0017561 | -0.0023796 | 0.00122 | 0.0018615 | 0.0024846 | -0.025526 | -0.026526 | -0.025874 | 0.025726 | 0.026738 | 0.026078 | 92.2739 | -26.5781 | -145.1937 | -87.7261 | 153.4219 | 34.8063 |  | 1.115 | 1.111 | 1.1126 | 1.1239 | 1.1201 | 1.1217 | -0.24394 | -120.3656 | 119.5517 | -0.44113 | -120.5605 | 119.3638
Line11_12_13 | 0.09923 | 0.10361 | 0.10112 | 0.09923 | 0.10361 | 0.10112 | 0.022916 | 0.023928 | 0.023353 | 0.022916 | 0.023928 | 0.023353 | -0.00122 | -0.0018615 | -0.0024846 | 0.0013175 | 0.001967 | 0.0025896 | -0.025726 | -0.026738 | -0.026078 | 0.025925 | 0.026951 | 0.026282 | 92.2739 | -26.5781 | -145.1937 | -87.7261 | 153.4219 | 34.8063 |  | 1.1239 | 1.1201 | 1.1217 | 1.1328 | 1.1293 | 1.1309 | -0.44113 | -120.5605 | 119.3638 | -0.63523 | -120.7523 | 119.1789
Line12_13_15 | 0 | 0 | 0 | 0 | 0 | 0 | 0 | 0 | 0 | 0 | 0 | 0 | 6.214e-10 | 8.7471e-10 | 1.5293e-09 | -7.583e-10 | -9.1188e-10 | -1.3552e-09 | -2.2252e-10 | 7.0931e-10 | 1.3876e-11 | 9.9998e-11 | -5.2996e-10 | -7.1644e-11 | 0 | 0 | 0 | 0 | 0 | 0 |  | 1.1328 | 1.1293 | 1.1309 | 1.1328 | 1.1293 | 1.1309 | -0.63523 | -120.7523 | 119.1789 | -0.63523 | -120.7523 | 119.1789
Line13_13_14 | 0.09923 | 0.10361 | 0.10112 | 0.09923 | 0.10361 | 0.10112 | 0.022916 | 0.023928 | 0.023353 | 0.022916 | 0.023928 | 0.023353 | -0.0013175 | -0.001967 | -0.0025896 | 0.001415 | 0.0020724 | 0.0026947 | -0.025925 | -0.026951 | -0.026282 | 0.026125 | 0.027163 | 0.026485 | 92.2739 | -26.5781 | -145.1937 | -87.7261 | 153.4219 | 34.8063 |  | 1.1328 | 1.1293 | 1.1309 | 1.1417 | 1.1385 | 1.14 | -0.63523 | -120.7523 | 119.1789 | -0.82629 | -120.941 | 118.9969
Line14_15_16 | 0 | 0 | 0 | 0 | 0 | 0 | 0 | 0 | 0 | 0 | 0 | 0 | 4.1427e-10 | 5.8314e-10 | 1.0196e-09 | -5.5117e-10 | -6.2031e-10 | -8.4547e-10 | -1.4835e-10 | 4.7287e-10 | 9.2505e-12 | 2.5824e-11 | -2.9352e-10 | -6.7019e-11 | 0 | 0 | 0 | 0 | 0 | 0 |  | 1.1328 | 1.1293 | 1.1309 | 1.1328 | 1.1293 | 1.1309 | -0.63523 | -120.7523 | 119.1789 | -0.63523 | -120.7523 | 119.1789
Line15_16_17 | 0 | 0 | 0 | 0 | 0 | 0 | 0 | 0 | 0 | 0 | 0 | 0 | 2.0713e-10 | 2.9157e-10 | 5.0978e-10 | -3.4404e-10 | -3.2874e-10 | -3.357e-10 | -7.4174e-11 | 2.3644e-10 | 4.6253e-12 | -4.835e-11 | -5.7085e-11 | -6.2394e-11 | 0 | 0 | 0 | 0 | 0 | 0 |  | 1.1328 | 1.1293 | 1.1309 | 1.1328 | 1.1293 | 1.1309 | -0.63523 | -120.7523 | 119.1789 | -0.63523 | -120.7523 | 119.1789
Line16_4_18 | 0 | 0.035913 | 0.035947 | 0 | 0.035913 | 0.035947 | 0 | 0.0082937 | 0.0083016 | 0 | 0.0082937 | 0.0083016 | 6.5716e-11 | 0.0064567 | 0.0064765 | -2.368e-10 | -0.0064486 | -0.0064609 | -2.2649e-10 | 0.0064741 | 0.0064827 | 3.1075e-12 | -0.0064486 | -0.0064609 | 0 | -165.217 | 74.7905 | 0 | 14.783 | -105.2095 |  | 1.1088 | 1.1025 | 1.1038 | 1.1083 | 1.0996 | 1.1006 | 0.051053 | -120.1398 | 119.8181 | 0.041728 | -120.217 | 119.7905
Line17_5_19 | 0.11838 | 0.12364 | 0.12093 | 0.11838 | 0.12364 | 0.12093 | 0.027339 | 0.028553 | 0.027928 | 0.027339 | 0.028553 | 0.027928 | -0.0014824 | -0.0021357 | -0.0029116 | 0.0016215 | 0.0022857 | 0.0030617 | -0.030251 | -0.03144 | -0.030732 | 0.030535 | 0.031742 | 0.031023 | 92.7267 | -26.317 | -144.8794 | -87.2733 | 153.683 | 35.1206 |  | 1.1078 | 1.1036 | 1.1053 | 1.1185 | 1.1146 | 1.1162 | -0.078702 | -120.2031 | 119.7084 | -0.3129 | -120.4357 | 119.4843
Line1_1_3 | 0.09923 | 0.10361 | 0.10112 | 0.09923 | 0.10361 | 0.10112 | 0.022916 | 0.023928 | 0.023353 | 0.022916 | 0.023928 | 0.023353 | -0.00092746 | -0.0015451 | -0.0021695 | 0.001025 | 0.0016506 | 0.0022745 | -0.025127 | -0.026101 | -0.025466 | 0.025327 | 0.026313 | 0.02567 | 92.2739 | -26.5781 | -145.1937 | -87.7261 | 153.4219 | 34.8063 |  | 1.0972 | 1.0927 | 1.0944 | 1.1061 | 1.1018 | 1.1035 | 0.16003 | -119.966 | 119.9369 | -0.043576 | -120.1674 | 119.7427
Line2_1_4 | 0.12529 | 0.10282 | 0.10032 | 0.12529 | 0.10282 | 0.10032 | 0.028935 | 0.023746 | 0.023169 | 0.028935 | 0.023746 | 0.023169 | -0.0093979 | -0.0038192 | -0.0046427 | 0.0095555 | 0.003932 | 0.0047347 | -0.030325 | -0.025664 | -0.024928 | 0.030628 | 0.025882 | 0.025132 | 107.3784 | -21.5015 | -139.5128 | -72.6216 | 158.4985 | 40.4872 |  | 1.0972 | 1.0927 | 1.0944 | 1.1088 | 1.1025 | 1.1038 | 0.16003 | -119.966 | 119.9369 | 0.051053 | -120.1398 | 119.8181
Line3_1_5 | 0.11838 | 0.12364 | 0.12093 | 0.11838 | 0.12364 | 0.12093 | 0.027339 | 0.028553 | 0.027928 | 0.027339 | 0.028553 | 0.027928 | -0.0013433 | -0.0019857 | -0.0027616 | 0.0014824 | 0.0021357 | 0.0029116 | -0.029967 | -0.031137 | -0.03044 | 0.030251 | 0.03144 | 0.030732 | 92.7267 | -26.317 | -144.8794 | -87.2733 | 153.683 | 35.1206 |  | 1.0972 | 1.0927 | 1.0944 | 1.1078 | 1.1036 | 1.1053 | 0.16003 | -119.966 | 119.9369 | -0.078702 | -120.2031 | 119.7084
Line4_2_6 | 0.11123 | 0.11616 | 0.11353 | 0.11123 | 0.11616 | 0.11353 | 0.025687 | 0.026827 | 0.026218 | 0.025687 | 0.026827 | 0.026218 | -0.0013013 | -0.0019475 | -0.0026664 | 0.001424 | 0.0020799 | 0.0027987 | -0.028411 | -0.029524 | -0.028838 | 0.028661 | 0.029792 | 0.029095 | 92.5568 | -26.4161 | -144.9964 | -87.4432 | 153.5839 | 35.0036 |  | 1.1072 | 1.1029 | 1.1046 | 1.1172 | 1.1132 | 1.1149 | -0.06575 | -120.1899 | 119.7211 | -0.2875 | -120.4098 | 119.5092
Line5_6_7 | 0.11123 | 0.11616 | 0.11353 | 0.11123 | 0.11616 | 0.11353 | 0.025687 | 0.026827 | 0.026218 | 0.025687 | 0.026827 | 0.026218 | -0.001424 | -0.0020799 | -0.0027987 | 0.0015466 | 0.0022124 | 0.0029309 | -0.028661 | -0.029792 | -0.029095 | 0.028912 | 0.030059 | 0.029352 | 92.5568 | -26.4161 | -144.9964 | -87.4432 | 153.5839 | 35.0036 |  | 1.1172 | 1.1132 | 1.1149 | 1.1272 | 1.1235 | 1.1251 | -0.2875 | -120.4098 | 119.5092 | -0.50531 | -120.6256 | 119.3012
Line6_7_8 | 0 | 0 | 0 | 0 | 0 | 0 | 0 | 0 | 0 | 0 | 0 | 0 | 5.3594e-10 | 7.8652e-10 | 1.4745e-09 | -6.7634e-10 | -8.2744e-10 | -1.2932e-09 | -2.7191e-10 | 6.9826e-10 | -1.4426e-11 | 1.43e-10 | -5.1274e-10 | -4.3212e-11 | 0 | 0 | 0 | 0 | 0 | 0 |  | 1.1272 | 1.1235 | 1.1251 | 1.1272 | 1.1235 | 1.1251 | -0.50531 | -120.6256 | 119.3012 | -0.50531 | -120.6256 | 119.3012
Line7_8_9 | 0 | 0 | 0 | 0 | 0 | 0 | 0 | 0 | 0 | 0 | 0 | 0 | 1.7865e-10 | 2.6217e-10 | 4.9149e-10 | -3.1904e-10 | -3.0309e-10 | -3.1018e-10 | -9.0636e-11 | 2.3275e-10 | -4.8086e-12 | -3.8272e-11 | -4.7231e-11 | -5.283e-11 | 0 | 0 | 0 | 0 | 0 | 0 |  | 1.1272 | 1.1235 | 1.1251 | 1.1272 | 1.1235 | 1.1251 | -0.50531 | -120.6256 | 119.3012 | -0.50531 | -120.6256 | 119.3012
Line8_8_10 | 0 | 0 | 0 | 0 | 0 | 0 | 0 | 0 | 0 | 0 | 0 | 0 | 1.7865e-10 | 2.6217e-10 | 4.9149e-10 | -3.1904e-10 | -3.0309e-10 | -3.1018e-10 | -9.0636e-11 | 2.3275e-10 | -4.8085e-12 | -3.8272e-11 | -4.7231e-11 | -5.283e-11 | 0 | 0 | 0 | 0 | 0 | 0 |  | 1.1272 | 1.1235 | 1.1251 | 1.1272 | 1.1235 | 1.1251 | -0.50531 | -120.6256 | 119.3012 | -0.50531 | -120.6256 | 119.3012
Line9_3_11 | 0.09923 | 0.10361 | 0.10112 | 0.09923 | 0.10361 | 0.10112 | 0.022916 | 0.023928 | 0.023353 | 0.022916 | 0.023928 | 0.023353 | -0.001025 | -0.0016506 | -0.0022745 | 0.0011225 | 0.001756 | 0.0023796 | -0.025327 | -0.026313 | -0.02567 | 0.025526 | 0.026526 | 0.025874 | 92.2739 | -26.5781 | -145.1937 | -87.7261 | 153.4219 | 34.8063 |  | 1.1061 | 1.1018 | 1.1035 | 1.115 | 1.111 | 1.1126 | -0.043576 | -120.1674 | 119.7427 | -0.24394 | -120.3656 | 119.5517

## LLG_max_fault_10
name | pf_ikss_a_from_ka | pf_ikss_b_from_ka | pf_ikss_c_from_ka | pf_ikss_a_to_ka | pf_ikss_b_to_ka | pf_ikss_c_to_ka | pf_skss_a_from_mw | pf_skss_b_from_mw | pf_skss_c_from_mw | pf_skss_a_to_mw | pf_skss_b_to_mw | pf_skss_c_to_mw | pf_p_a_from_mw | pf_p_b_from_mw | pf_p_c_from_mw | pf_p_a_to_mw | pf_p_b_to_mw | pf_p_c_to_mw | pf_q_a_from_mvar | pf_q_b_from_mvar | pf_q_c_from_mvar | pf_q_a_to_mvar | pf_q_b_to_mvar | pf_q_c_to_mvar | pf_ikss_a_from_degree | pf_ikss_b_from_degree | pf_ikss_c_from_degree | pf_ikss_a_to_degree | pf_ikss_b_to_degree | pf_ikss_c_to_degree | 3xI0 | pf_vm_a_from_pu | pf_vm_b_from_pu | pf_vm_c_from_pu | pf_vm_a_to_pu | pf_vm_b_to_pu | pf_vm_c_to_pu | pf_va_a_from_degree | pf_va_b_from_degree | pf_va_c_from_degree | pf_va_a_to_degree | pf_va_b_to_degree | pf_va_c_to_degree
Line0_1_2 | 0.11191 | 0.1171 | 0.11434 | 0.11191 | 0.1171 | 0.11434 | 0.025844 | 0.027044 | 0.026407 | 0.025844 | 0.027044 | 0.026407 | -0.0012525 | -0.001952 | -0.0027438 | 0.0013767 | 0.0020866 | 0.0028781 | -0.029689 | -0.030899 | -0.030157 | 0.029943 | 0.031171 | 0.030417 | 92.5767 | -26.3563 | -144.8734 | -87.4233 | 153.6437 | 35.1266 |  | 1.1498 | 1.1448 | 1.1467 | 1.1598 | 1.1552 | 1.157 | 0.16087 | -119.9712 | 119.928 | -0.055731 | -120.186 | 119.7213
Line10_11_12 | 0.10025 | 0.10488 | 0.10227 | 0.10025 | 0.10488 | 0.10227 | 0.023151 | 0.024221 | 0.023617 | 0.023151 | 0.024221 | 0.023617 | -0.0011908 | -0.0018882 | -0.0025783 | 0.0012903 | 0.0019962 | 0.0026859 | -0.027007 | -0.028114 | -0.027396 | 0.027211 | 0.028331 | 0.027605 | 92.2963 | -26.5137 | -145.0659 | -87.7037 | 153.4863 | 34.9341 |  | 1.1677 | 1.1633 | 1.1651 | 1.1767 | 1.1726 | 1.1744 | -0.2283 | -120.3561 | 119.5576 | -0.41843 | -120.5439 | 119.3768
Line11_12_13 | 0.10025 | 0.10488 | 0.10227 | 0.10025 | 0.10488 | 0.10227 | 0.023151 | 0.024221 | 0.023617 | 0.023151 | 0.024221 | 0.023617 | -0.0012903 | -0.0019962 | -0.0026859 | 0.0013897 | 0.0021041 | 0.0027934 | -0.027211 | -0.028331 | -0.027605 | 0.027415 | 0.028549 | 0.027813 | 92.2963 | -26.5137 | -145.0659 | -87.7037 | 153.4863 | 34.9341 |  | 1.1767 | 1.1726 | 1.1744 | 1.1857 | 1.1819 | 1.1836 | -0.41843 | -120.5439 | 119.3768 | -0.60568 | -120.7289 | 119.1988
Line12_13_15 | 0 | 0 | 0 | 0 | 0 | 0 | 0 | 0 | 0 | 0 | 0 | 0 | 6.4588e-10 | 9.3574e-10 | 1.6926e-09 | -8.0351e-10 | -9.7908e-10 | -1.4916e-09 | -2.735e-10 | 8.0231e-10 | 1.5945e-12 | 1.3178e-10 | -5.9551e-10 | -6.7816e-11 | 0 | 0 | 0 | 0 | 0 | 0 |  | 1.1857 | 1.1819 | 1.1836 | 1.1857 | 1.1819 | 1.1836 | -0.60568 | -120.7289 | 119.1988 | -0.60568 | -120.7289 | 119.1988
Line13_13_14 | 0.10025 | 0.10488 | 0.10227 | 0.10025 | 0.10488 | 0.10227 | 0.023151 | 0.024221 | 0.023617 | 0.023151 | 0.024221 | 0.023617 | -0.0013897 | -0.0021041 | -0.0027934 | 0.0014892 | 0.0022121 | 0.002901 | -0.027415 | -0.028549 | -0.027813 | 0.027619 | 0.028767 | 0.028022 | 92.2963 | -26.5137 | -145.0659 | -87.7037 | 153.4863 | 34.9341 |  | 1.1857 | 1.1819 | 1.1836 | 1.1947 | 1.1912 | 1.1928 | -0.60568 | -120.7289 | 119.1988 | -0.7901 | -120.9109 | 119.0236
Line14_15_16 | 0 | 0 | 0 | 0 | 0 | 0 | 0 | 0 | 0 | 0 | 0 | 0 | 4.3059e-10 | 6.2383e-10 | 1.1284e-09 | -5.8822e-10 | -6.6716e-10 | -9.2742e-10 | -1.8233e-10 | 5.3487e-10 | 1.0631e-12 | 4.0613e-11 | -3.2807e-10 | -6.7284e-11 | 0 | 0 | 0 | 0 | 0 | 0 |  | 1.1857 | 1.1819 | 1.1836 | 1.1857 | 1.1819 | 1.1836 | -0.60568 | -120.7289 | 119.1988 | -0.60568 | -120.7289 | 119.1988
Line15_16_17 | 0 | 0 | 0 | 0 | 0 | 0 | 0 | 0 | 0 | 0 | 0 | 0 | 2.1529e-10 | 3.1191e-10 | 5.6419e-10 | -3.7292e-10 | -3.5525e-10 | -3.6323e-10 | -9.1167e-11 | 2.6744e-10 | 5.3146e-13 | -5.0554e-11 | -6.0638e-11 | -6.6753e-11 | 0 | 0 | 0 | 0 | 0 | 0 |  | 1.1857 | 1.1819 | 1.1836 | 1.1857 | 1.1819 | 1.1836 | -0.60568 | -120.7289 | 119.1988 | -0.60568 | -120.7289 | 119.1988
Line16_4_18 | 0 | 0.037608 | 0.037646 | 0 | 0.037608 | 0.037646 | 0 | 0.0086851 | 0.0086939 | 0 | 0.0086851 | 0.0086939 | 6.3728e-11 | 0.0070805 | 0.0071031 | -2.5874e-10 | -0.0070716 | -0.007086 | -2.5647e-10 | 0.0070996 | 0.00711 | 3.6124e-12 | -0.0070716 | -0.007086 | 0 | -165.2206 | 74.7833 | 0 | 14.7794 | -105.2167 |  | 1.1614 | 1.1545 | 1.156 | 1.1608 | 1.1515 | 1.1527 | 0.053525 | -120.1435 | 119.8109 | 0.044207 | -120.2206 | 119.7833
Line17_5_19 | 0.11882 | 0.12434 | 0.12151 | 0.11882 | 0.12434 | 0.12151 | 0.02744 | 0.028715 | 0.028061 | 0.02744 | 0.028715 | 0.028061 | -0.0015619 | -0.002279 | -0.0031308 | 0.0017019 | 0.0024306 | 0.0032825 | -0.031804 | -0.033111 | -0.032334 | 0.032091 | 0.033417 | 0.032629 | 92.7439 | -26.2606 | -144.7598 | -87.2561 | 153.7394 | 35.2402 |  | 1.1604 | 1.1558 | 1.1577 | 1.1711 | 1.1668 | 1.1686 | -0.067637 | -120.1981 | 119.7097 | -0.29198 | -120.4208 | 119.4955
Line1_1_3 | 0.10025 | 0.10488 | 0.10227 | 0.10025 | 0.10488 | 0.10227 | 0.023151 | 0.024221 | 0.023617 | 0.023151 | 0.024221 | 0.023617 | -0.00099185 | -0.0016723 | -0.0023633 | 0.0010913 | 0.0017802 | 0.0024708 | -0.0266 | -0.027678 | -0.026979 | 0.026804 | 0.027896 | 0.027188 | 92.2963 | -26.5137 | -145.0659 | -87.7037 | 153.4863 | 34.9341 |  | 1.1498 | 1.1448 | 1.1467 | 1.1587 | 1.1541 | 1.1559 | 0.16087 | -119.9712 | 119.928 | -0.035223 | -120.1652 | 119.7413
Line2_1_4 | 0.12541 | 0.10195 | 0.099286 | 0.12541 | 0.10195 | 0.099286 | 0.028963 | 0.023545 | 0.022929 | 0.028963 | 0.023545 | 0.022929 | -0.009702 | -0.0035728 | -0.0044725 | 0.00986 | 0.0036839 | 0.0045621 | -0.031857 | -0.026717 | -0.02591 | 0.032159 | 0.026932 | 0.026111 | 107.0991 | -22.3545 | -140.2784 | -72.9009 | 157.6455 | 39.7216 |  | 1.1498 | 1.1448 | 1.1467 | 1.1614 | 1.1545 | 1.156 | 0.16087 | -119.9712 | 119.928 | 0.053525 | -120.1435 | 119.8109
Line3_1_5 | 0.11882 | 0.12434 | 0.12151 | 0.11882 | 0.12434 | 0.12151 | 0.02744 | 0.028715 | 0.028061 | 0.02744 | 0.028715 | 0.028061 | -0.0014219 | -0.0021274 | -0.0029792 | 0.0015619 | 0.002279 | 0.0031308 | -0.031518 | -0.032804 | -0.03204 | 0.031804 | 0.033111 | 0.032334 | 92.7439 | -26.2606 | -144.7598 | -87.2561 | 153.7394 | 35.2402 |  | 1.1498 | 1.1448 | 1.1467 | 1.1604 | 1.1558 | 1.1577 | 0.16087 | -119.9712 | 119.928 | -0.067637 | -120.1981 | 119.7097
Line4_2_6 | 0.11191 | 0.1171 | 0.11434 | 0.11191 | 0.1171 | 0.11434 | 0.025844 | 0.027044 | 0.026407 | 0.025844 | 0.027044 | 0.026407 | -0.0013767 | -0.0020866 | -0.0028781 | 0.0015008 | 0.0022211 | 0.0030125 | -0.029943 | -0.031171 | -0.030417 | 0.030197 | 0.031442 | 0.030678 | 92.5767 | -26.3563 | -144.8734 | -87.4233 | 153.6437 | 35.1266 |  | 1.1598 | 1.1552 | 1.157 | 1.1699 | 1.1655 | 1.1673 | -0.055731 | -120.186 | 119.7213 | -0.26861 | -120.397 | 119.5183
Line5_6_7 | 0.11191 | 0.1171 | 0.11434 | 0.11191 | 0.1171 | 0.11434 | 0.025844 | 0.027044 | 0.026407 | 0.025844 | 0.027044 | 0.026407 | -0.0015008 | -0.0022211 | -0.0030125 | 0.0016249 | 0.0023556 | 0.0031468 | -0.030197 | -0.031442 | -0.030678 | 0.030451 | 0.031714 | 0.030938 | 92.5767 | -26.3563 | -144.8734 | -87.4233 | 153.6437 | 35.1266 |  | 1.1699 | 1.1655 | 1.1673 | 1.1799 | 1.1759 | 1.1777 | -0.26861 | -120.397 | 119.5183 | -0.47787 | -120.6043 | 119.3189
Line6_7_8 | 0 | 0 | 0 | 0 | 0 | 0 | 0 | 0 | 0 | 0 | 0 | 0 | 5.5344e-10 | 8.3963e-10 | 1.6341e-09 | -7.1488e-10 | -8.8726e-10 | -1.425e-09 | -3.2774e-10 | 7.9103e-10 | -2.8494e-11 | 1.788e-10 | -5.7737e-10 | -3.7465e-11 | 0 | 0 | 0 | 0 | 0 | 0 |  | 1.1799 | 1.1759 | 1.1777 | 1.1799 | 1.1759 | 1.1777 | -0.47787 | -120.6043 | 119.3189 | -0.47787 | -120.6043 | 119.3189
Line7_8_9 | 0 | 0 | 0 | 0 | 0 | 0 | 0 | 0 | 0 | 0 | 0 | 0 | 1.8448e-10 | 2.7988e-10 | 5.447e-10 | -3.4592e-10 | -3.275e-10 | -3.3563e-10 | -1.0925e-10 | 2.6368e-10 | -9.4981e-12 | -3.9691e-11 | -5.0019e-11 | -5.6461e-11 | 0 | 0 | 0 | 0 | 0 | 0 |  | 1.1799 | 1.1759 | 1.1777 | 1.1799 | 1.1759 | 1.1777 | -0.47787 | -120.6043 | 119.3189 | -0.47787 | -120.6043 | 119.3189
Line8_8_10 | 0 | 0 | 0 | 0 | 0 | 0 | 0 | 0 | 0 | 0 | 0 | 0 | 1.8448e-10 | 2.7988e-10 | 5.447e-10 | -3.4592e-10 | -3.2751e-10 | -3.3563e-10 | -1.0925e-10 | 2.6368e-10 | -9.4981e-12 | -3.9691e-11 | -5.0019e-11 | -5.6461e-11 | 0 | 0 | 0 | 0 | 0 | 0 |  | 1.1799 | 1.1759 | 1.1777 | 1.1799 | 1.1759 | 1.1777 | -0.47787 | -120.6043 | 119.3189 | -0.47787 | -120.6043 | 119.3189
Line9_3_11 | 0.10025 | 0.10488 | 0.10227 | 0.10025 | 0.10488 | 0.10227 | 0.023151 | 0.024221 | 0.023617 | 0.023151 | 0.024221 | 0.023617 | -0.0010913 | -0.0017802 | -0.0024708 | 0.0011908 | 0.0018882 | 0.0025783 | -0.026804 | -0.027896 | -0.027188 | 0.027007 | 0.028114 | 0.027396 | 92.2963 | -26.5137 | -145.0659 | -87.7037 | 153.4863 | 34.9341 |  | 1.1587 | 1.1541 | 1.1559 | 1.1677 | 1.1633 | 1.1651 | -0.035223 | -120.1652 | 119.7413 | -0.2283 | -120.3561 | 119.5576

## LLG_min_6
name | pf_ikss_a_from_ka | pf_ikss_b_from_ka | pf_ikss_c_from_ka | pf_ikss_a_to_ka | pf_ikss_b_to_ka | pf_ikss_c_to_ka | pf_skss_a_from_mw | pf_skss_b_from_mw | pf_skss_c_from_mw | pf_skss_a_to_mw | pf_skss_b_to_mw | pf_skss_c_to_mw | pf_p_a_from_mw | pf_p_b_from_mw | pf_p_c_from_mw | pf_p_a_to_mw | pf_p_b_to_mw | pf_p_c_to_mw | pf_q_a_from_mvar | pf_q_b_from_mvar | pf_q_c_from_mvar | pf_q_a_to_mvar | pf_q_b_to_mvar | pf_q_c_to_mvar | pf_ikss_a_from_degree | pf_ikss_b_from_degree | pf_ikss_c_from_degree | pf_ikss_a_to_degree | pf_ikss_b_to_degree | pf_ikss_c_to_degree | 3xI0 | pf_vm_a_from_pu | pf_vm_b_from_pu | pf_vm_c_from_pu | pf_vm_a_to_pu | pf_vm_b_to_pu | pf_vm_c_to_pu | pf_va_a_from_degree | pf_va_b_from_degree | pf_va_c_from_degree | pf_va_a_to_degree | pf_va_b_to_degree | pf_va_c_to_degree
Line0_1_2 | 0.013403 | 0.011571 | 0.015879 | 0.013404 | 0.011572 | 0.015879 | 0.0030954 | 0.0026723 | 0.0036671 | 0.0030954 | 0.0026723 | 0.0036671 | -0.00016761 | 0.0013526 | -0.0022338 | 0.00016944 | -0.001352 | 0.0022371 | 0.0043549 | -0.00084488 | 5.3171e-05 | -0.0043533 | 0.00084656 | -5.0585e-05 | -91.8264 | -70.5438 | -99.2251 | 88.1737 | 109.456 | 80.775 |  | 1.408 | 0.59679 | 0.60933 | 1.4074 | 0.59691 | 0.61019 | 0.37766 | -102.5336 | 79.4113 | 0.40262 | -102.5976 | 79.4797
Line10_11_12 | 0.013371 | 0.011544 | 0.015837 | 0.013371 | 0.011544 | 0.015837 | 0.0030878 | 0.0026659 | 0.0036573 | 0.0030878 | 0.002666 | 0.0036573 | -0.0001596 | 0.0013462 | -0.0022342 | 0.00016142 | -0.0013456 | 0.0022374 | 0.0043413 | -0.00084909 | 5.3003e-05 | -0.0043396 | 0.00085077 | -5.043e-05 | -91.6781 | -70.4207 | -99.0932 | 88.322 | 109.579 | 80.9069 |  | 1.4069 | 0.59703 | 0.61105 | 1.4064 | 0.59715 | 0.61191 | 0.42735 | -102.6613 | 79.5477 | 0.45223 | -102.7251 | 79.6157
Line11_12_13 | 0.013371 | 0.011544 | 0.015837 | 0.013371 | 0.011544 | 0.015837 | 0.0030878 | 0.002666 | 0.0036573 | 0.0030879 | 0.002666 | 0.0036574 | -0.00016142 | 0.0013456 | -0.0022374 | 0.00016325 | -0.0013449 | 0.0022406 | 0.0043396 | -0.00085076 | 5.0429e-05 | -0.004338 | 0.00085244 | -4.7856e-05 | -91.6781 | -70.421 | -99.0932 | 88.322 | 109.5787 | 80.9069 |  | 1.4064 | 0.59715 | 0.61191 | 1.4058 | 0.59726 | 0.61277 | 0.45223 | -102.7251 | 79.6157 | 0.47712 | -102.7888 | 79.6834
Line12_13_15 | 0 | 0 | 0 | 0 | 0 | 0 | 0 | 0 | 0 | 0 | 0 | 0 | 4.6227e-09 | -6.9181e-08 | 6.8817e-08 | -5.4316e-09 | 4.68e-08 | -4.5628e-08 | -1.6307e-07 | 1.5042e-08 | -1.0197e-08 | 1.0875e-07 | -9.4125e-09 | 5.4169e-09 | 0 | 0 | 0 | 0 | 0 | 0 |  | 1.4058 | 0.59726 | 0.61277 | 1.4058 | 0.59726 | 0.61277 | 0.47712 | -102.7888 | 79.6834 | 0.47712 | -102.7888 | 79.6834
Line13_13_14 | 0.013371 | 0.011545 | 0.015837 | 0.013372 | 0.011545 | 0.015837 | 0.003088 | 0.0026661 | 0.0036575 | 0.003088 | 0.0026661 | 0.0036575 | -0.00016325 | 0.001345 | -0.0022407 | 0.00016508 | -0.0013443 | 0.0022439 | 0.0043381 | -0.00085245 | 4.7865e-05 | -0.0043365 | 0.00085412 | -4.5292e-05 | -91.678 | -70.4222 | -99.0929 | 88.322 | 109.5775 | 80.9072 |  | 1.4058 | 0.59726 | 0.61277 | 1.4053 | 0.59738 | 0.61364 | 0.47712 | -102.7888 | 79.6834 | 0.50203 | -102.8526 | 79.7509
Line14_15_16 | 0 | 0 | 0 | 0 | 0 | 0 | 0 | 0 | 0 | 0 | 0 | 0 | 3.0818e-09 | -4.6121e-08 | 4.5878e-08 | -3.8907e-09 | 2.374e-08 | -2.2688e-08 | -1.0871e-07 | 1.0028e-08 | -6.7979e-09 | 5.4396e-08 | -4.3985e-09 | 2.0179e-09 | 0 | 0 | 0 | 0 | 0 | 0 |  | 1.4058 | 0.59726 | 0.61277 | 1.4058 | 0.59726 | 0.61277 | 0.47712 | -102.7888 | 79.6834 | 0.47712 | -102.7888 | 79.6834
Line15_16_17 | 0 | 0 | 0 | 0 | 0 | 0 | 0 | 0 | 0 | 0 | 0 | 0 | 1.5409e-09 | -2.306e-08 | 2.2939e-08 | -2.3498e-09 | 6.7932e-10 | 2.5071e-10 | -5.4355e-08 | 5.0141e-09 | -3.399e-09 | 4.0778e-11 | 6.156e-10 | -1.381e-09 | 0 | 0 | 0 | 0 | 0 | 0 |  | 1.4058 | 0.59726 | 0.61277 | 1.4058 | 0.59726 | 0.61277 | 0.47712 | -102.7888 | 79.6834 | 0.47712 | -102.7888 | 79.6834
Line16_4_18 | 0 | 2.4748 | 2.5575 | 0 | 2.4748 | 2.5575 | 0 | 0.57153 | 0.59064 | 0 | 0.57153 | 0.59064 | 2.1181e-09 | 0.11707 | 0.12603 | -2.3295e-09 | -2.006e-14 | 5.9661e-15 | -5.4963e-08 | 0.12425 | 0.12898 | 4.9701e-11 | -4.3727e-14 | -2.5218e-14 | 0 | -149.3368 | 33.7917 | 0 | 30.6632 | -146.2083 |  | 1.4052 | 0.29869 | 0.30532 | 1.4028 | 0 | 0 | 0.49315 | -102.632 | 79.4537 | 0.58276 | 0 | 0
Line17_5_19 | 0.013421 | 0.011586 | 0.015901 | 0.013421 | 0.011586 | 0.015901 | 0.0030994 | 0.0026757 | 0.0036721 | 0.0030994 | 0.0026757 | 0.0036722 | -0.00017532 | 0.0013546 | -0.0022402 | 0.00017716 | -0.0013539 | 0.0022435 | 0.0043586 | -0.00084614 | 4.8077e-05 | -0.0043569 | 0.00084782 | -4.5482e-05 | -91.9007 | -70.607 | -99.2909 | 88.0993 | 109.3928 | 80.7092 |  | 1.4074 | 0.59691 | 0.6102 | 1.4069 | 0.59702 | 0.61106 | 0.40268 | -102.5977 | 79.4797 | 0.42772 | -102.6618 | 79.5478
Line1_1_3 | 0.01337 | 0.011543 | 0.015836 | 0.01337 | 0.011544 | 0.015836 | 0.0030877 | 0.0026658 | 0.0036572 | 0.0030878 | 0.0026659 | 0.0036572 | -0.00015595 | 0.0013475 | -0.0022277 | 0.00015777 | -0.0013469 | 0.0022309 | 0.0043446 | -0.00084575 | 5.815e-05 | -0.0043429 | 0.00084742 | -5.5578e-05 | -91.6781 | -70.4201 | -99.0934 | 88.3219 | 109.5796 | 80.9067 |  | 1.408 | 0.59679 | 0.60933 | 1.4074 | 0.59691 | 0.61019 | 0.37766 | -102.5336 | 79.4113 | 0.4025 | -102.5975 | 79.4796
Line2_1_4 | 0.013084 | 2.4732 | 2.543 | 0.013084 | 2.4732 | 2.543 | 0.0030215 | 0.57115 | 0.58729 | 0.0030216 | 0.57115 | 0.58729 | -0.00042821 | 0.23476 | 0.24935 | 0.00043588 | -0.11771 | -0.12485 | 0.0042326 | 0.24714 | 0.25667 | -0.0042234 | -0.12349 | -0.1287 | -95.3993 | -149.0053 | 33.5823 | 84.6008 | 30.9947 | -146.4177 |  | 1.408 | 0.59679 | 0.60933 | 1.4052 | 0.29869 | 0.30532 | 0.37766 | -102.5336 | 79.4113 | 0.49315 | -102.632 | 79.4537
Line3_1_5 | 0.01342 | 0.011586 | 0.015901 | 0.013421 | 0.011586 | 0.015901 | 0.0030993 | 0.0026756 | 0.0036721 | 0.0030994 | 0.0026757 | 0.0036721 | -0.00017348 | 0.0013552 | -0.0022369 | 0.00017532 | -0.0013546 | 0.0022402 | 0.0043602 | -0.00084445 | 5.0672e-05 | -0.0043586 | 0.00084614 | -4.8078e-05 | -91.9008 | -70.6067 | -99.291 | 88.0993 | 109.3931 | 80.7091 |  | 1.408 | 0.59679 | 0.60933 | 1.4074 | 0.59691 | 0.6102 | 0.37766 | -102.5336 | 79.4113 | 0.40268 | -102.5977 | 79.4797
Line4_2_6 | 0.013404 | 0.011572 | 0.015879 | 0.013404 | 0.011572 | 0.015879 | 0.0030954 | 0.0026723 | 0.0036671 | 0.0030955 | 0.0026724 | 0.0036671 | -0.00016944 | 0.001352 | -0.0022371 | 0.00017127 | -0.0013513 | 0.0022403 | 0.0043533 | -0.00084656 | 5.0583e-05 | -0.0043516 | 0.00084824 | -4.7996e-05 | -91.8264 | -70.5441 | -99.225 | 88.1737 | 109.4557 | 80.7751 |  | 1.4074 | 0.59691 | 0.61019 | 1.4069 | 0.59703 | 0.61106 | 0.40262 | -102.5976 | 79.4797 | 0.4276 | -102.6616 | 79.5478
Line5_6_7 | 0.013404 | 0.011572 | 0.015879 | 0.013404 | 0.011572 | 0.015879 | 0.0030955 | 0.0026724 | 0.0036671 | 0.0030955 | 0.0026724 | 0.0036672 | -0.00017127 | 0.0013513 | -0.0022403 | 0.00017311 | -0.0013506 | 0.0022436 | 0.0043516 | -0.00084824 | 4.7995e-05 | -0.0043499 | 0.00084992 | -4.5408e-05 | -91.8264 | -70.5444 | -99.225 | 88.1737 | 109.4554 | 80.7752 |  | 1.4069 | 0.59703 | 0.61106 | 1.4064 | 0.59714 | 0.61192 | 0.4276 | -102.6616 | 79.5478 | 0.45259 | -102.7256 | 79.6157
Line6_7_8 | 0 | 0 | 0 | 0 | 0 | 0 | 0 | 0 | 0 | 0 | 0 | 0 | 4.7519e-09 | -6.9288e-08 | 6.8808e-08 | -5.5214e-09 | 4.6871e-08 | -4.5621e-08 | -1.6333e-07 | 1.49e-08 | -1.0195e-08 | 1.0892e-07 | -9.3159e-09 | 5.4157e-09 | 0 | 0 | 0 | 0 | 0 | 0 |  | 1.4064 | 0.59714 | 0.61192 | 1.4064 | 0.59714 | 0.61192 | 0.45259 | -102.7256 | 79.6157 | 0.45259 | -102.7256 | 79.6157
Line7_8_9 | 0 | 0 | 0 | 0 | 0 | 0 | 0 | 0 | 0 | 0 | 0 | 0 | 1.584e-09 | -2.3096e-08 | 2.2936e-08 | -2.3534e-09 | 6.7877e-10 | 2.5064e-10 | -5.4442e-08 | 4.9668e-09 | -3.3984e-09 | 3.8696e-11 | 6.1767e-10 | -1.381e-09 | 0 | 0 | 0 | 0 | 0 | 0 |  | 1.4064 | 0.59714 | 0.61192 | 1.4064 | 0.59714 | 0.61192 | 0.45259 | -102.7256 | 79.6157 | 0.45259 | -102.7256 | 79.6157
Line8_8_10 | 0 | 0 | 0 | 0 | 0 | 0 | 0 | 0 | 0 | 0 | 0 | 0 | 1.584e-09 | -2.3096e-08 | 2.2936e-08 | -2.3534e-09 | 6.7877e-10 | 2.5064e-10 | -5.4442e-08 | 4.9668e-09 | -3.3984e-09 | 3.8697e-11 | 6.1767e-10 | -1.381e-09 | 0 | 0 | 0 | 0 | 0 | 0 |  | 1.4064 | 0.59714 | 0.61192 | 1.4064 | 0.59714 | 0.61192 | 0.45259 | -102.7256 | 79.6157 | 0.45259 | -102.7256 | 79.6157
Line9_3_11 | 0.01337 | 0.011544 | 0.015836 | 0.013371 | 0.011544 | 0.015837 | 0.0030878 | 0.0026659 | 0.0036572 | 0.0030878 | 0.0026659 | 0.0036573 | -0.00015777 | 0.0013469 | -0.0022309 | 0.0001596 | -0.0013462 | 0.0022342 | 0.0043429 | -0.00084742 | 5.5576e-05 | -0.0043413 | 0.00084909 | -5.3004e-05 | -91.6781 | -70.4204 | -99.0933 | 88.322 | 109.5793 | 80.9068 |  | 1.4074 | 0.59691 | 0.61019 | 1.4069 | 0.59703 | 0.61105 | 0.4025 | -102.5975 | 79.4796 | 0.42735 | -102.6613 | 79.5477

## LLG_min_10
name | pf_ikss_a_from_ka | pf_ikss_b_from_ka | pf_ikss_c_from_ka | pf_ikss_a_to_ka | pf_ikss_b_to_ka | pf_ikss_c_to_ka | pf_skss_a_from_mw | pf_skss_b_from_mw | pf_skss_c_from_mw | pf_skss_a_to_mw | pf_skss_b_to_mw | pf_skss_c_to_mw | pf_p_a_from_mw | pf_p_b_from_mw | pf_p_c_from_mw | pf_p_a_to_mw | pf_p_b_to_mw | pf_p_c_to_mw | pf_q_a_from_mvar | pf_q_b_from_mvar | pf_q_c_from_mvar | pf_q_a_to_mvar | pf_q_b_to_mvar | pf_q_c_to_mvar | pf_ikss_a_from_degree | pf_ikss_b_from_degree | pf_ikss_c_from_degree | pf_ikss_a_to_degree | pf_ikss_b_to_degree | pf_ikss_c_to_degree | 3xI0 | pf_vm_a_from_pu | pf_vm_b_from_pu | pf_vm_c_from_pu | pf_vm_a_to_pu | pf_vm_b_to_pu | pf_vm_c_to_pu | pf_va_a_from_degree | pf_va_b_from_degree | pf_va_c_from_degree | pf_va_a_to_degree | pf_va_b_to_degree | pf_va_c_to_degree
Line0_1_2 | 0.012698 | 0.010962 | 0.015043 | 0.012698 | 0.010963 | 0.015043 | 0.0029325 | 0.0025317 | 0.003474 | 0.0029325 | 0.0025317 | 0.0034741 | -0.00015043 | 0.001214 | -0.0020049 | 0.00015207 | -0.0012134 | 0.0020078 | 0.0039086 | -0.00075829 | 4.7722e-05 | -0.0039071 | 0.0007598 | -4.54e-05 | -91.8264 | -70.5438 | -99.2251 | 88.1737 | 109.456 | 80.775 |  | 1.3338 | 0.56538 | 0.57726 | 1.3333 | 0.56549 | 0.57808 | 0.37766 | -102.5336 | 79.4113 | 0.40262 | -102.5976 | 79.4797
Line10_11_12 | 0.012667 | 0.010936 | 0.015003 | 0.012667 | 0.010936 | 0.015003 | 0.0029253 | 0.0025256 | 0.0034648 | 0.0029253 | 0.0025256 | 0.0034648 | -0.00014324 | 0.0012082 | -0.0020052 | 0.00014488 | -0.0012077 | 0.0020081 | 0.0038963 | -0.00076207 | 4.757e-05 | -0.0038948 | 0.00076357 | -4.5261e-05 | -91.6781 | -70.4207 | -99.0932 | 88.322 | 109.579 | 80.9069 |  | 1.3328 | 0.56561 | 0.57889 | 1.3323 | 0.56572 | 0.57971 | 0.42735 | -102.6613 | 79.5477 | 0.45223 | -102.7251 | 79.6157
Line11_12_13 | 0.012667 | 0.010936 | 0.015003 | 0.012667 | 0.010937 | 0.015003 | 0.0029253 | 0.0025256 | 0.0034648 | 0.0029254 | 0.0025257 | 0.0034649 | -0.00014488 | 0.0012077 | -0.0020081 | 0.00014652 | -0.0012071 | 0.002011 | 0.0038948 | -0.00076357 | 4.526e-05 | -0.0038934 | 0.00076507 | -4.2951e-05 | -91.6781 | -70.421 | -99.0932 | 88.322 | 109.5787 | 80.9069 |  | 1.3323 | 0.56572 | 0.57971 | 1.3318 | 0.56583 | 0.58052 | 0.45223 | -102.7251 | 79.6157 | 0.47712 | -102.7888 | 79.6834
Line12_13_15 | 0 | 0 | 0 | 0 | 0 | 0 | 0 | 0 | 0 | 0 | 0 | 0 | 4.1489e-09 | -6.209e-08 | 6.1764e-08 | -4.8749e-09 | 4.2003e-08 | -4.0951e-08 | -1.4635e-07 | 1.35e-08 | -9.1518e-09 | 9.7605e-08 | -8.4478e-09 | 4.8617e-09 | 0 | 0 | 0 | 0 | 0 | 0 |  | 1.3318 | 0.56583 | 0.58052 | 1.3318 | 0.56583 | 0.58052 | 0.47712 | -102.7888 | 79.6834 | 0.47712 | -102.7888 | 79.6834
Line13_13_14 | 0.012668 | 0.010937 | 0.015004 | 0.012668 | 0.010937 | 0.015004 | 0.0029255 | 0.0025258 | 0.003465 | 0.0029255 | 0.0025258 | 0.003465 | -0.00014652 | 0.0012071 | -0.002011 | 0.00014816 | -0.0012065 | 0.0020139 | 0.0038935 | -0.00076508 | 4.2959e-05 | -0.003892 | 0.00076658 | -4.065e-05 | -91.678 | -70.4222 | -99.0929 | 88.322 | 109.5775 | 80.9072 |  | 1.3318 | 0.56583 | 0.58052 | 1.3313 | 0.56594 | 0.58134 | 0.47712 | -102.7888 | 79.6834 | 0.50203 | -102.8526 | 79.7509
Line14_15_16 | 0 | 0 | 0 | 0 | 0 | 0 | 0 | 0 | 0 | 0 | 0 | 0 | 2.766e-09 | -4.1393e-08 | 4.1176e-08 | -3.492e-09 | 2.1306e-08 | -2.0363e-08 | -9.7569e-08 | 9.0003e-09 | -6.1012e-09 | 4.8821e-08 | -3.9477e-09 | 1.8111e-09 | 0 | 0 | 0 | 0 | 0 | 0 |  | 1.3318 | 0.56583 | 0.58052 | 1.3318 | 0.56583 | 0.58052 | 0.47712 | -102.7888 | 79.6834 | 0.47712 | -102.7888 | 79.6834
Line15_16_17 | 0 | 0 | 0 | 0 | 0 | 0 | 0 | 0 | 0 | 0 | 0 | 0 | 1.383e-09 | -2.0697e-08 | 2.0588e-08 | -2.109e-09 | 6.0969e-10 | 2.2501e-10 | -4.8784e-08 | 4.5002e-09 | -3.0506e-09 | 3.6598e-11 | 5.5251e-10 | -1.2395e-09 | 0 | 0 | 0 | 0 | 0 | 0 |  | 1.3318 | 0.56583 | 0.58052 | 1.3318 | 0.56583 | 0.58052 | 0.47712 | -102.7888 | 79.6834 | 0.47712 | -102.7888 | 79.6834
Line16_4_18 | 0 | 2.3446 | 2.4229 | 0 | 2.3446 | 2.4229 | 0 | 0.54145 | 0.55955 | 0 | 0.54145 | 0.55955 | 1.901e-09 | 0.10507 | 0.11311 | -2.0908e-09 | -1.7973e-14 | 5.4273e-15 | -4.933e-08 | 0.11152 | 0.11576 | 4.4607e-11 | -3.7564e-14 | -2.4338e-14 | 0 | -149.3368 | 33.7917 | 0 | 30.6632 | -146.2083 |  | 1.3312 | 0.28297 | 0.28925 | 1.329 | 0 | 0 | 0.49315 | -102.632 | 79.4537 | 0.58276 | 0 | 0
Line17_5_19 | 0.012714 | 0.010976 | 0.015064 | 0.012714 | 0.010976 | 0.015064 | 0.0029362 | 0.0025349 | 0.0034789 | 0.0029363 | 0.0025349 | 0.0034789 | -0.00015735 | 0.0012158 | -0.0020106 | 0.000159 | -0.0012152 | 0.0020135 | 0.0039119 | -0.00075941 | 4.3149e-05 | -0.0039104 | 0.00076093 | -4.0821e-05 | -91.9007 | -70.607 | -99.2909 | 88.0993 | 109.3928 | 80.7092 |  | 1.3333 | 0.56549 | 0.57808 | 1.3328 | 0.5656 | 0.5789 | 0.40268 | -102.5977 | 79.4797 | 0.42772 | -102.6618 | 79.5478
Line1_1_3 | 0.012667 | 0.010936 | 0.015003 | 0.012667 | 0.010936 | 0.015003 | 0.0029252 | 0.0025255 | 0.0034647 | 0.0029253 | 0.0025256 | 0.0034648 | -0.00013997 | 0.0012094 | -0.0019994 | 0.0001416 | -0.0012088 | 0.0020023 | 0.0038993 | -0.00075907 | 5.219e-05 | -0.0038978 | 0.00076057 | -4.9881e-05 | -91.6781 | -70.4201 | -99.0934 | 88.3219 | 109.5796 | 80.9067 |  | 1.3338 | 0.56538 | 0.57726 | 1.3333 | 0.56549 | 0.57807 | 0.37766 | -102.5336 | 79.4113 | 0.4025 | -102.5975 | 79.4796
Line2_1_4 | 0.012395 | 2.343 | 2.4092 | 0.012395 | 2.343 | 2.4092 | 0.0028625 | 0.54109 | 0.55638 | 0.0028626 | 0.54109 | 0.55638 | -0.00038432 | 0.21069 | 0.22379 | 0.0003912 | -0.10564 | -0.11205 | 0.0037988 | 0.22181 | 0.23037 | -0.0037906 | -0.11083 | -0.11551 | -95.3993 | -149.0053 | 33.5823 | 84.6008 | 30.9947 | -146.4177 |  | 1.3338 | 0.56538 | 0.57726 | 1.3312 | 0.28297 | 0.28925 | 0.37766 | -102.5336 | 79.4113 | 0.49315 | -102.632 | 79.4537
Line3_1_5 | 0.012714 | 0.010976 | 0.015064 | 0.012714 | 0.010976 | 0.015064 | 0.0029362 | 0.0025348 | 0.0034788 | 0.0029362 | 0.0025349 | 0.0034789 | -0.0001557 | 0.0012163 | -0.0020077 | 0.00015735 | -0.0012158 | 0.0020106 | 0.0039133 | -0.0007579 | 4.5479e-05 | -0.0039119 | 0.00075941 | -4.315e-05 | -91.9008 | -70.6067 | -99.291 | 88.0993 | 109.3931 | 80.7091 |  | 1.3338 | 0.56538 | 0.57726 | 1.3333 | 0.56549 | 0.57808 | 0.37766 | -102.5336 | 79.4113 | 0.40268 | -102.5977 | 79.4797
Line4_2_6 | 0.012698 | 0.010963 | 0.015043 | 0.012698 | 0.010963 | 0.015043 | 0.0029325 | 0.0025317 | 0.0034741 | 0.0029325 | 0.0025317 | 0.0034741 | -0.00015207 | 0.0012134 | -0.0020078 | 0.00015372 | -0.0012128 | 0.0020107 | 0.0039071 | -0.0007598 | 4.5399e-05 | -0.0039056 | 0.0007613 | -4.3077e-05 | -91.8264 | -70.5441 | -99.225 | 88.1737 | 109.4557 | 80.7751 |  | 1.3333 | 0.56549 | 0.57808 | 1.3328 | 0.5656 | 0.5789 | 0.40262 | -102.5976 | 79.4797 | 0.4276 | -102.6616 | 79.5478
Line5_6_7 | 0.012698 | 0.010963 | 0.015043 | 0.012698 | 0.010963 | 0.015044 | 0.0029325 | 0.0025317 | 0.0034741 | 0.0029326 | 0.0025318 | 0.0034742 | -0.00015372 | 0.0012128 | -0.0020107 | 0.00015536 | -0.0012122 | 0.0020136 | 0.0039056 | -0.0007613 | 4.3076e-05 | -0.0039041 | 0.00076281 | -4.0754e-05 | -91.8264 | -70.5444 | -99.225 | 88.1737 | 109.4554 | 80.7752 |  | 1.3328 | 0.5656 | 0.5789 | 1.3323 | 0.56571 | 0.57972 | 0.4276 | -102.6616 | 79.5478 | 0.45259 | -102.7256 | 79.6157
Line6_7_8 | 0 | 0 | 0 | 0 | 0 | 0 | 0 | 0 | 0 | 0 | 0 | 0 | 4.2649e-09 | -6.2186e-08 | 6.1756e-08 | -4.9555e-09 | 4.2067e-08 | -4.0945e-08 | -1.4659e-07 | 1.3373e-08 | -9.1502e-09 | 9.776e-08 | -8.3611e-09 | 4.8607e-09 | 0 | 0 | 0 | 0 | 0 | 0 |  | 1.3323 | 0.56571 | 0.57972 | 1.3323 | 0.56571 | 0.57972 | 0.45259 | -102.7256 | 79.6157 | 0.45259 | -102.7256 | 79.6157
Line7_8_9 | 0 | 0 | 0 | 0 | 0 | 0 | 0 | 0 | 0 | 0 | 0 | 0 | 1.4216e-09 | -2.0729e-08 | 2.0585e-08 | -2.1122e-09 | 6.092e-10 | 2.2495e-10 | -4.8862e-08 | 4.4577e-09 | -3.0501e-09 | 3.473e-11 | 5.5436e-10 | -1.2395e-09 | 0 | 0 | 0 | 0 | 0 | 0 |  | 1.3323 | 0.56571 | 0.57972 | 1.3323 | 0.56571 | 0.57972 | 0.45259 | -102.7256 | 79.6157 | 0.45259 | -102.7256 | 79.6157
Line8_8_10 | 0 | 0 | 0 | 0 | 0 | 0 | 0 | 0 | 0 | 0 | 0 | 0 | 1.4216e-09 | -2.0729e-08 | 2.0585e-08 | -2.1122e-09 | 6.092e-10 | 2.2495e-10 | -4.8862e-08 | 4.4577e-09 | -3.0501e-09 | 3.473e-11 | 5.5436e-10 | -1.2395e-09 | 0 | 0 | 0 | 0 | 0 | 0 |  | 1.3323 | 0.56571 | 0.57972 | 1.3323 | 0.56571 | 0.57972 | 0.45259 | -102.7256 | 79.6157 | 0.45259 | -102.7256 | 79.6157
Line9_3_11 | 0.012667 | 0.010936 | 0.015003 | 0.012667 | 0.010936 | 0.015003 | 0.0029253 | 0.0025256 | 0.0034648 | 0.0029253 | 0.0025256 | 0.0034648 | -0.0001416 | 0.0012088 | -0.0020023 | 0.00014324 | -0.0012082 | 0.0020052 | 0.0038978 | -0.00076057 | 4.988e-05 | -0.0038963 | 0.00076207 | -4.7571e-05 | -91.6781 | -70.4204 | -99.0933 | 88.322 | 109.5793 | 80.9068 |  | 1.3333 | 0.56549 | 0.57807 | 1.3328 | 0.56561 | 0.57889 | 0.4025 | -102.5975 | 79.4796 | 0.42735 | -102.6613 | 79.5477

## LLG_min_fault_6
name | pf_ikss_a_from_ka | pf_ikss_b_from_ka | pf_ikss_c_from_ka | pf_ikss_a_to_ka | pf_ikss_b_to_ka | pf_ikss_c_to_ka | pf_skss_a_from_mw | pf_skss_b_from_mw | pf_skss_c_from_mw | pf_skss_a_to_mw | pf_skss_b_to_mw | pf_skss_c_to_mw | pf_p_a_from_mw | pf_p_b_from_mw | pf_p_c_from_mw | pf_p_a_to_mw | pf_p_b_to_mw | pf_p_c_to_mw | pf_q_a_from_mvar | pf_q_b_from_mvar | pf_q_c_from_mvar | pf_q_a_to_mvar | pf_q_b_to_mvar | pf_q_c_to_mvar | pf_ikss_a_from_degree | pf_ikss_b_from_degree | pf_ikss_c_from_degree | pf_ikss_a_to_degree | pf_ikss_b_to_degree | pf_ikss_c_to_degree | 3xI0 | pf_vm_a_from_pu | pf_vm_b_from_pu | pf_vm_c_from_pu | pf_vm_a_to_pu | pf_vm_b_to_pu | pf_vm_c_to_pu | pf_va_a_from_degree | pf_va_b_from_degree | pf_va_c_from_degree | pf_va_a_to_degree | pf_va_b_to_degree | pf_va_c_to_degree
Line0_1_2 | 0.0022319 | 0.0022467 | 0.0022659 | 0.0022319 | 0.0022467 | 0.002266 | 0.00051543 | 0.00051885 | 0.0005233 | 0.00051544 | 0.00051885 | 0.00052331 | 0.00030247 | 0.00017174 | -0.00049204 | -0.00030243 | -0.00017169 | 0.0004921 | 0.00042484 | -0.00042109 | 0.00010543 | -0.00042479 | 0.00042114 | -0.00010538 | -51.843 | -50.4434 | -52.5777 | 128.157 | 129.5566 | 127.4223 |  | 1.0118 | 0.87648 | 0.96161 | 1.0117 | 0.87654 | 0.96168 | 2.7075 | -118.2558 | 115.3279 | 2.7086 | -118.2638 | 115.3348
Line10_11_12 | 0.0022263 | 0.0022411 | 0.0022603 | 0.0022264 | 0.0022411 | 0.0022603 | 0.00051415 | 0.00051755 | 0.00052198 | 0.00051416 | 0.00051756 | 0.00052199 | 0.00030264 | 0.00017022 | -0.00049065 | -0.00030259 | -0.00017018 | 0.00049071 | 0.00042296 | -0.00042054 | 0.00010624 | -0.00042292 | 0.0004206 | -0.00010619 | -51.7061 | -50.3082 | -52.4413 | 128.2939 | 129.6917 | 127.5587 |  | 1.0115 | 0.8766 | 0.96176 | 1.0114 | 0.87666 | 0.96183 | 2.7097 | -118.2717 | 115.3417 | 2.7108 | -118.2797 | 115.3485
Line11_12_13 | 0.0022264 | 0.0022411 | 0.0022603 | 0.0022264 | 0.0022411 | 0.0022603 | 0.00051416 | 0.00051756 | 0.00052199 | 0.00051416 | 0.00051757 | 0.000522 | 0.00030259 | 0.00017018 | -0.00049071 | -0.00030255 | -0.00017013 | 0.00049077 | 0.00042292 | -0.0004206 | 0.00010619 | -0.00042288 | 0.00042066 | -0.00010614 | -51.7061 | -50.3083 | -52.4414 | 128.2939 | 129.6917 | 127.5586 |  | 1.0114 | 0.87666 | 0.96183 | 1.0113 | 0.87671 | 0.9619 | 2.7108 | -118.2797 | 115.3485 | 2.7119 | -118.2876 | 115.3554
Line12_13_15 | 0 | 0 | 0 | 0 | 0 | 0 | 0 | 0 | 0 | 0 | 0 | 0 | -1.0851e-08 | -7.4729e-09 | 1.8474e-08 | 7.0028e-09 | 5.2161e-09 | -1.2369e-08 | -1.6547e-08 | 1.547e-08 | -3.444e-09 | 1.1198e-08 | -1.0222e-08 | 2.0247e-09 | 0 | 0 | 0 | 0 | 0 | 0 |  | 1.0113 | 0.87671 | 0.9619 | 1.0113 | 0.87671 | 0.9619 | 2.7119 | -118.2876 | 115.3554 | 2.7119 | -118.2876 | 115.3554
Line13_13_14 | 0.0022265 | 0.0022412 | 0.0022604 | 0.0022265 | 0.0022412 | 0.0022604 | 0.00051418 | 0.00051759 | 0.00052202 | 0.00051419 | 0.00051759 | 0.00052202 | 0.00030256 | 0.00017014 | -0.00049078 | -0.00030252 | -0.0001701 | 0.00049084 | 0.00042289 | -0.00042067 | 0.00010614 | -0.00042285 | 0.00042073 | -0.00010609 | -51.7063 | -50.3085 | -52.4414 | 128.2937 | 129.6915 | 127.5586 |  | 1.0113 | 0.87671 | 0.9619 | 1.0111 | 0.87677 | 0.96198 | 2.7119 | -118.2876 | 115.3554 | 2.713 | -118.2956 | 115.3623
Line14_15_16 | 0 | 0 | 0 | 0 | 0 | 0 | 0 | 0 | 0 | 0 | 0 | 0 | -7.234e-09 | -4.9819e-09 | 1.2316e-08 | 3.3858e-09 | 2.7252e-09 | -6.2109e-09 | -1.1031e-08 | 1.0313e-08 | -2.296e-09 | 5.6823e-09 | -5.0654e-09 | 8.7669e-10 | 0 | 0 | 0 | 0 | 0 | 0 |  | 1.0113 | 0.87671 | 0.9619 | 1.0113 | 0.87671 | 0.9619 | 2.7119 | -118.2876 | 115.3554 | 2.7119 | -118.2876 | 115.3554
Line15_16_17 | 0 | 0 | 0 | 0 | 0 | 0 | 0 | 0 | 0 | 0 | 0 | 0 | -3.617e-09 | -2.491e-09 | 6.1579e-09 | -2.3116e-10 | 2.3422e-10 | -5.299e-11 | -5.5157e-09 | 5.1567e-09 | -1.148e-09 | 1.6667e-10 | 9.1256e-11 | -2.7132e-10 | 0 | 0 | 0 | 0 | 0 | 0 |  | 1.0113 | 0.87671 | 0.9619 | 1.0113 | 0.87671 | 0.9619 | 2.7119 | -118.2876 | 115.3554 | 2.7119 | -118.2876 | 115.3554
Line16_4_18 | 0 | 0.028419 | 0.031182 | 0 | 0.028419 | 0.031182 | 0 | 0.006563 | 0.0072013 | 0 | 0.006563 | 0.0072013 | -3.6044e-09 | 0.0040504 | 0.0048813 | -2.2851e-10 | -0.0040381 | -0.0048617 | -5.6171e-09 | 0.0040556 | 0.0048774 | 1.669e-10 | -0.0040381 | -0.0048617 | 0 | -163.3384 | 70.3808 | 0 | 16.6617 | -109.6192 |  | 1.0111 | 0.87335 | 0.95822 | 1.0106 | 0.87014 | 0.95476 | 2.713 | -118.301 | 115.3576 | 2.7174 | -118.3383 | 115.3808
Line17_5_19 | 0.0022348 | 0.0022496 | 0.0022689 | 0.0022348 | 0.0022496 | 0.002269 | 0.0005161 | 0.00051953 | 0.00052399 | 0.00051611 | 0.00051953 | 0.000524 | 0.00030231 | 0.00017241 | -0.00049287 | -0.00030226 | -0.00017237 | 0.00049292 | 0.00042571 | -0.00042148 | 0.00010493 | -0.00042566 | 0.00042154 | -0.00010488 | -51.9118 | -50.5115 | -52.6462 | 128.0882 | 129.4885 | 127.3538 |  | 1.0117 | 0.87654 | 0.96168 | 1.0115 | 0.8766 | 0.96176 | 2.7086 | -118.2638 | 115.3348 | 2.7098 | -118.2718 | 115.3417
Line1_1_3 | 0.0022263 | 0.002241 | 0.0022602 | 0.0022263 | 0.002241 | 0.0022602 | 0.00051414 | 0.00051754 | 0.00052197 | 0.00051414 | 0.00051755 | 0.00052198 | 0.00030272 | 0.00017031 | -0.00049054 | -0.00030268 | -0.00017027 | 0.0004906 | 0.00042305 | -0.00042043 | 0.00010633 | -0.00042301 | 0.00042049 | -0.00010628 | -51.706 | -50.3081 | -52.4413 | 128.294 | 129.6918 | 127.5587 |  | 1.0118 | 0.87648 | 0.96161 | 1.0117 | 0.87654 | 0.96168 | 2.7075 | -118.2558 | 115.3279 | 2.7086 | -118.2638 | 115.3348
Line2_1_4 | 0.0022281 | 0.027582 | 0.029952 | 0.0022281 | 0.027582 | 0.029952 | 0.00051456 | 0.0063698 | 0.0069171 | 0.00051457 | 0.0063698 | 0.0069171 | 0.00029963 | 0.0042324 | 0.0044047 | -0.0002994 | -0.0042201 | -0.0043866 | 0.00042577 | 0.003641 | 0.0049841 | -0.00042552 | -0.0036246 | -0.0049688 | -52.1567 | -158.9599 | 66.7968 | 127.8433 | 21.0401 | -113.2032 |  | 1.0118 | 0.87648 | 0.96161 | 1.0111 | 0.87335 | 0.95822 | 2.7075 | -118.2558 | 115.3279 | 2.713 | -118.301 | 115.3576
Line3_1_5 | 0.0022348 | 0.0022496 | 0.0022689 | 0.0022348 | 0.0022496 | 0.0022689 | 0.0005161 | 0.00051952 | 0.00052398 | 0.0005161 | 0.00051953 | 0.00052399 | 0.00030235 | 0.00017246 | -0.00049281 | -0.00030231 | -0.00017241 | 0.00049287 | 0.00042575 | -0.00042143 | 0.00010498 | -0.00042571 | 0.00042148 | -0.00010493 | -51.9118 | -50.5114 | -52.6462 | 128.0882 | 129.4885 | 127.3538 |  | 1.0118 | 0.87648 | 0.96161 | 1.0117 | 0.87654 | 0.96168 | 2.7075 | -118.2558 | 115.3279 | 2.7086 | -118.2638 | 115.3348
Line4_2_6 | 0.0022319 | 0.0022467 | 0.002266 | 0.0022319 | 0.0022467 | 0.002266 | 0.00051544 | 0.00051885 | 0.00052331 | 0.00051544 | 0.00051886 | 0.00052331 | 0.00030243 | 0.00017169 | -0.0004921 | -0.00030238 | -0.00017165 | 0.00049215 | 0.00042479 | -0.00042114 | 0.00010538 | -0.00042475 | 0.0004212 | -0.00010533 | -51.843 | -50.4435 | -52.5777 | 128.157 | 129.5565 | 127.4223 |  | 1.0117 | 0.87654 | 0.96168 | 1.0115 | 0.8766 | 0.96176 | 2.7086 | -118.2638 | 115.3348 | 2.7097 | -118.2718 | 115.3417
Line5_6_7 | 0.0022319 | 0.0022467 | 0.002266 | 0.002232 | 0.0022468 | 0.002266 | 0.00051544 | 0.00051886 | 0.00052331 | 0.00051545 | 0.00051886 | 0.00052332 | 0.00030238 | 0.00017165 | -0.00049215 | -0.00030234 | -0.0001716 | 0.00049221 | 0.00042475 | -0.0004212 | 0.00010533 | -0.00042471 | 0.00042126 | -0.00010528 | -51.8431 | -50.4435 | -52.5777 | 128.1569 | 129.5565 | 127.4223 |  | 1.0115 | 0.8766 | 0.96176 | 1.0114 | 0.87666 | 0.96183 | 2.7097 | -118.2718 | 115.3417 | 2.7109 | -118.2798 | 115.3486
Line6_7_8 | 0 | 0 | 0 | 0 | 0 | 0 | 0 | 0 | 0 | 0 | 0 | 0 | -1.0847e-08 | -7.5021e-09 | 1.8499e-08 | 6.9995e-09 | 5.2358e-09 | -1.2385e-08 | -1.6582e-08 | 1.5479e-08 | -3.4285e-09 | 1.1222e-08 | -1.0227e-08 | 2.014e-09 | 0 | 0 | 0 | 0 | 0 | 0 |  | 1.0114 | 0.87666 | 0.96183 | 1.0114 | 0.87666 | 0.96183 | 2.7109 | -118.2798 | 115.3486 | 2.7109 | -118.2798 | 115.3486
Line7_8_9 | 0 | 0 | 0 | 0 | 0 | 0 | 0 | 0 | 0 | 0 | 0 | 0 | -3.6156e-09 | -2.5007e-09 | 6.1663e-09 | -2.3167e-10 | 2.3438e-10 | -5.2764e-11 | -5.5275e-09 | 5.1595e-09 | -1.1428e-09 | 1.6663e-10 | 9.1669e-11 | -2.717e-10 | 0 | 0 | 0 | 0 | 0 | 0 |  | 1.0114 | 0.87666 | 0.96183 | 1.0114 | 0.87666 | 0.96183 | 2.7109 | -118.2798 | 115.3486 | 2.7109 | -118.2798 | 115.3486
Line8_8_10 | 0 | 0 | 0 | 0 | 0 | 0 | 0 | 0 | 0 | 0 | 0 | 0 | -3.6156e-09 | -2.5007e-09 | 6.1663e-09 | -2.3167e-10 | 2.3438e-10 | -5.2764e-11 | -5.5275e-09 | 5.1595e-09 | -1.1428e-09 | 1.6663e-10 | 9.1669e-11 | -2.717e-10 | 0 | 0 | 0 | 0 | 0 | 0 |  | 1.0114 | 0.87666 | 0.96183 | 1.0114 | 0.87666 | 0.96183 | 2.7109 | -118.2798 | 115.3486 | 2.7109 | -118.2798 | 115.3486
Line9_3_11 | 0.0022263 | 0.002241 | 0.0022602 | 0.0022263 | 0.0022411 | 0.0022603 | 0.00051414 | 0.00051755 | 0.00052198 | 0.00051415 | 0.00051755 | 0.00052198 | 0.00030268 | 0.00017027 | -0.0004906 | -0.00030264 | -0.00017022 | 0.00049065 | 0.00042301 | -0.00042049 | 0.00010628 | -0.00042296 | 0.00042054 | -0.00010624 | -51.7061 | -50.3082 | -52.4413 | 128.2939 | 129.6918 | 127.5587 |  | 1.0117 | 0.87654 | 0.96168 | 1.0115 | 0.8766 | 0.96176 | 2.7086 | -118.2638 | 115.3348 | 2.7097 | -118.2717 | 115.3417

## LLG_min_fault_10
name | pf_ikss_a_from_ka | pf_ikss_b_from_ka | pf_ikss_c_from_ka | pf_ikss_a_to_ka | pf_ikss_b_to_ka | pf_ikss_c_to_ka | pf_skss_a_from_mw | pf_skss_b_from_mw | pf_skss_c_from_mw | pf_skss_a_to_mw | pf_skss_b_to_mw | pf_skss_c_to_mw | pf_p_a_from_mw | pf_p_b_from_mw | pf_p_c_from_mw | pf_p_a_to_mw | pf_p_b_to_mw | pf_p_c_to_mw | pf_q_a_from_mvar | pf_q_b_from_mvar | pf_q_c_from_mvar | pf_q_a_to_mvar | pf_q_b_to_mvar | pf_q_c_to_mvar | pf_ikss_a_from_degree | pf_ikss_b_from_degree | pf_ikss_c_from_degree | pf_ikss_a_to_degree | pf_ikss_b_to_degree | pf_ikss_c_to_degree | 3xI0 | pf_vm_a_from_pu | pf_vm_b_from_pu | pf_vm_c_from_pu | pf_vm_a_to_pu | pf_vm_b_to_pu | pf_vm_c_to_pu | pf_va_a_from_degree | pf_va_b_from_degree | pf_va_c_from_degree | pf_va_a_to_degree | pf_va_b_to_degree | pf_va_c_to_degree
Line0_1_2 | 0.0021144 | 0.0021284 | 0.0021467 | 0.0021144 | 0.0021284 | 0.0021467 | 0.0004883 | 0.00049154 | 0.00049576 | 0.00048831 | 0.00049154 | 0.00049576 | 0.00027147 | 0.00015413 | -0.00044161 | -0.00027143 | -0.00015409 | 0.00044166 | 0.0003813 | -0.00037793 | 9.4628e-05 | -0.00038126 | 0.00037798 | -9.4583e-05 | -51.843 | -50.4434 | -52.5777 | 128.157 | 129.5566 | 127.4223 |  | 0.95855 | 0.83035 | 0.911 | 0.95842 | 0.83041 | 0.91107 | 2.7075 | -118.2558 | 115.3279 | 2.7086 | -118.2638 | 115.3348
Line10_11_12 | 0.0021092 | 0.0021231 | 0.0021413 | 0.0021092 | 0.0021231 | 0.0021413 | 0.00048709 | 0.00049031 | 0.00049451 | 0.0004871 | 0.00049032 | 0.00049452 | 0.00027162 | 0.00015278 | -0.00044036 | -0.00027158 | -0.00015274 | 0.00044041 | 0.00037961 | -0.00037744 | 9.5347e-05 | -0.00037957 | 0.00037749 | -9.5303e-05 | -51.7061 | -50.3082 | -52.4413 | 128.2939 | 129.6917 | 127.5587 |  | 0.9583 | 0.83046 | 0.91114 | 0.95818 | 0.83052 | 0.91121 | 2.7097 | -118.2717 | 115.3417 | 2.7108 | -118.2797 | 115.3485
Line11_12_13 | 0.0021092 | 0.0021231 | 0.0021413 | 0.0021092 | 0.0021232 | 0.0021413 | 0.0004871 | 0.00049032 | 0.00049452 | 0.0004871 | 0.00049033 | 0.00049452 | 0.00027158 | 0.00015274 | -0.00044041 | -0.00027154 | -0.00015269 | 0.00044047 | 0.00037957 | -0.00037749 | 9.5302e-05 | -0.00037953 | 0.00037754 | -9.5258e-05 | -51.7061 | -50.3083 | -52.4414 | 128.2939 | 129.6917 | 127.5586 |  | 0.95818 | 0.83052 | 0.91121 | 0.95805 | 0.83057 | 0.91128 | 2.7108 | -118.2797 | 115.3485 | 2.7119 | -118.2876 | 115.3554
Line12_13_15 | 0 | 0 | 0 | 0 | 0 | 0 | 0 | 0 | 0 | 0 | 0 | 0 | -9.7388e-09 | -6.7069e-09 | 1.658e-08 | 6.2851e-09 | 4.6815e-09 | -1.1101e-08 | -1.4851e-08 | 1.3885e-08 | -3.091e-09 | 1.005e-08 | -9.1744e-09 | 1.8172e-09 | 0 | 0 | 0 | 0 | 0 | 0 |  | 0.95805 | 0.83057 | 0.91128 | 0.95805 | 0.83057 | 0.91128 | 2.7119 | -118.2876 | 115.3554 | 2.7119 | -118.2876 | 115.3554
Line13_13_14 | 0.0021093 | 0.0021233 | 0.0021414 | 0.0021093 | 0.0021233 | 0.0021415 | 0.00048712 | 0.00049034 | 0.00049454 | 0.00048713 | 0.00049035 | 0.00049455 | 0.00027155 | 0.0001527 | -0.00044048 | -0.00027151 | -0.00015266 | 0.00044053 | 0.00037955 | -0.00037755 | 9.5261e-05 | -0.00037951 | 0.00037761 | -9.5217e-05 | -51.7063 | -50.3085 | -52.4414 | 128.2937 | 129.6915 | 127.5586 |  | 0.95805 | 0.83057 | 0.91128 | 0.95793 | 0.83063 | 0.91135 | 2.7119 | -118.2876 | 115.3554 | 2.713 | -118.2956 | 115.3623
Line14_15_16 | 0 | 0 | 0 | 0 | 0 | 0 | 0 | 0 | 0 | 0 | 0 | 0 | -6.4925e-09 | -4.4713e-09 | 1.1053e-08 | 3.0388e-09 | 2.4459e-09 | -5.5743e-09 | -9.9007e-09 | 9.2563e-09 | -2.0607e-09 | 5.0999e-09 | -4.5463e-09 | 7.8684e-10 | 0 | 0 | 0 | 0 | 0 | 0 |  | 0.95805 | 0.83057 | 0.91128 | 0.95805 | 0.83057 | 0.91128 | 2.7119 | -118.2876 | 115.3554 | 2.7119 | -118.2876 | 115.3554
Line15_16_17 | 0 | 0 | 0 | 0 | 0 | 0 | 0 | 0 | 0 | 0 | 0 | 0 | -3.2463e-09 | -2.2356e-09 | 5.5267e-09 | -2.0747e-10 | 2.1022e-10 | -4.7559e-11 | -4.9504e-09 | 4.6282e-09 | -1.0303e-09 | 1.4959e-10 | 8.1903e-11 | -2.4351e-10 | 0 | 0 | 0 | 0 | 0 | 0 |  | 0.95805 | 0.83057 | 0.91128 | 0.95805 | 0.83057 | 0.91128 | 2.7119 | -118.2876 | 115.3554 | 2.7119 | -118.2876 | 115.3554
Line16_4_18 | 0 | 0.026923 | 0.029541 | 0 | 0.026923 | 0.029541 | 0 | 0.0062176 | 0.0068222 | 0 | 0.0062176 | 0.0068222 | -3.2349e-09 | 0.0036352 | 0.004381 | -2.0509e-10 | -0.0036243 | -0.0043634 | -5.0414e-09 | 0.00364 | 0.0043775 | 1.4979e-10 | -0.0036243 | -0.0043634 | 0 | -163.3384 | 70.3808 | 0 | 16.6617 | -109.6192 |  | 0.95792 | 0.82738 | 0.90779 | 0.95741 | 0.82435 | 0.90451 | 2.713 | -118.301 | 115.3576 | 2.7174 | -118.3383 | 115.3808
Line17_5_19 | 0.0021172 | 0.0021312 | 0.0021495 | 0.0021172 | 0.0021312 | 0.0021496 | 0.00048894 | 0.00049218 | 0.00049641 | 0.00048895 | 0.00049219 | 0.00049642 | 0.00027132 | 0.00015474 | -0.00044235 | -0.00027128 | -0.0001547 | 0.0004424 | 0.00038208 | -0.00037829 | 9.4178e-05 | -0.00038204 | 0.00037834 | -9.4133e-05 | -51.9118 | -50.5115 | -52.6462 | 128.0882 | 129.4885 | 127.3538 |  | 0.95842 | 0.83041 | 0.91107 | 0.9583 | 0.83046 | 0.91114 | 2.7086 | -118.2638 | 115.3348 | 2.7098 | -118.2718 | 115.3417
Line1_1_3 | 0.0021091 | 0.0021231 | 0.0021412 | 0.0021091 | 0.0021231 | 0.0021413 | 0.00048708 | 0.0004903 | 0.0004945 | 0.00048708 | 0.00049031 | 0.0004945 | 0.0002717 | 0.00015286 | -0.00044026 | -0.00027166 | -0.00015282 | 0.00044031 | 0.00037969 | -0.00037734 | 9.5436e-05 | -0.00037965 | 0.00037739 | -9.5392e-05 | -51.706 | -50.3081 | -52.4413 | 128.294 | 129.6918 | 127.5587 |  | 0.95855 | 0.83035 | 0.911 | 0.95842 | 0.83041 | 0.91107 | 2.7075 | -118.2558 | 115.3279 | 2.7086 | -118.2638 | 115.3348
Line2_1_4 | 0.0021108 | 0.02613 | 0.028375 | 0.0021109 | 0.02613 | 0.028375 | 0.00048748 | 0.0060345 | 0.006553 | 0.00048749 | 0.0060345 | 0.006553 | 0.00026892 | 0.0037986 | 0.0039533 | -0.00026871 | -0.0037876 | -0.003937 | 0.00038213 | 0.0032678 | 0.0044732 | -0.00038191 | -0.0032531 | -0.0044595 | -52.1567 | -158.9599 | 66.7968 | 127.8433 | 21.0401 | -113.2032 |  | 0.95855 | 0.83035 | 0.911 | 0.95792 | 0.82738 | 0.90779 | 2.7075 | -118.2558 | 115.3279 | 2.713 | -118.301 | 115.3576
Line3_1_5 | 0.0021172 | 0.0021312 | 0.0021495 | 0.0021172 | 0.0021312 | 0.0021495 | 0.00048894 | 0.00049218 | 0.00049641 | 0.00048894 | 0.00049218 | 0.00049641 | 0.00027136 | 0.00015478 | -0.0004423 | -0.00027132 | -0.00015474 | 0.00044235 | 0.00038212 | -0.00037823 | 9.4223e-05 | -0.00038208 | 0.00037829 | -9.4178e-05 | -51.9118 | -50.5114 | -52.6462 | 128.0882 | 129.4885 | 127.3538 |  | 0.95855 | 0.83035 | 0.911 | 0.95842 | 0.83041 | 0.91107 | 2.7075 | -118.2558 | 115.3279 | 2.7086 | -118.2638 | 115.3348
Line4_2_6 | 0.0021144 | 0.0021284 | 0.0021467 | 0.0021145 | 0.0021285 | 0.0021467 | 0.00048831 | 0.00049154 | 0.00049576 | 0.00048832 | 0.00049155 | 0.00049577 | 0.00027143 | 0.00015409 | -0.00044166 | -0.00027139 | -0.00015405 | 0.00044171 | 0.00038126 | -0.00037798 | 9.4583e-05 | -0.00038122 | 0.00037803 | -9.4539e-05 | -51.843 | -50.4435 | -52.5777 | 128.157 | 129.5565 | 127.4223 |  | 0.95842 | 0.83041 | 0.91107 | 0.9583 | 0.83046 | 0.91114 | 2.7086 | -118.2638 | 115.3348 | 2.7097 | -118.2718 | 115.3417
Line5_6_7 | 0.0021145 | 0.0021285 | 0.0021467 | 0.0021145 | 0.0021285 | 0.0021468 | 0.00048832 | 0.00049155 | 0.00049577 | 0.00048832 | 0.00049156 | 0.00049578 | 0.00027139 | 0.00015405 | -0.00044171 | -0.00027135 | -0.00015401 | 0.00044176 | 0.00038122 | -0.00037803 | 9.4538e-05 | -0.00038118 | 0.00037808 | -9.4494e-05 | -51.8431 | -50.4435 | -52.5777 | 128.1569 | 129.5565 | 127.4223 |  | 0.9583 | 0.83046 | 0.91114 | 0.95817 | 0.83052 | 0.91121 | 2.7097 | -118.2718 | 115.3417 | 2.7109 | -118.2798 | 115.3486
Line6_7_8 | 0 | 0 | 0 | 0 | 0 | 0 | 0 | 0 | 0 | 0 | 0 | 0 | -9.735e-09 | -6.7331e-09 | 1.6603e-08 | 6.2821e-09 | 4.6991e-09 | -1.1116e-08 | -1.4883e-08 | 1.3892e-08 | -3.0771e-09 | 1.0071e-08 | -9.1791e-09 | 1.8076e-09 | 0 | 0 | 0 | 0 | 0 | 0 |  | 0.95817 | 0.83052 | 0.91121 | 0.95817 | 0.83052 | 0.91121 | 2.7109 | -118.2798 | 115.3486 | 2.7109 | -118.2798 | 115.3486
Line7_8_9 | 0 | 0 | 0 | 0 | 0 | 0 | 0 | 0 | 0 | 0 | 0 | 0 | -3.245e-09 | -2.2444e-09 | 5.5343e-09 | -2.0792e-10 | 2.1036e-10 | -4.7356e-11 | -4.9609e-09 | 4.6307e-09 | -1.0257e-09 | 1.4955e-10 | 8.2273e-11 | -2.4385e-10 | 0 | 0 | 0 | 0 | 0 | 0 |  | 0.95817 | 0.83052 | 0.91121 | 0.95817 | 0.83052 | 0.91121 | 2.7109 | -118.2798 | 115.3486 | 2.7109 | -118.2798 | 115.3486
Line8_8_10 | 0 | 0 | 0 | 0 | 0 | 0 | 0 | 0 | 0 | 0 | 0 | 0 | -3.245e-09 | -2.2444e-09 | 5.5343e-09 | -2.0792e-10 | 2.1036e-10 | -4.7356e-11 | -4.9609e-09 | 4.6307e-09 | -1.0257e-09 | 1.4955e-10 | 8.2273e-11 | -2.4385e-10 | 0 | 0 | 0 | 0 | 0 | 0 |  | 0.95817 | 0.83052 | 0.91121 | 0.95817 | 0.83052 | 0.91121 | 2.7109 | -118.2798 | 115.3486 | 2.7109 | -118.2798 | 115.3486
Line9_3_11 | 0.0021091 | 0.0021231 | 0.0021413 | 0.0021092 | 0.0021231 | 0.0021413 | 0.00048708 | 0.00049031 | 0.0004945 | 0.00048709 | 0.00049031 | 0.00049451 | 0.00027166 | 0.00015282 | -0.00044031 | -0.00027162 | -0.00015278 | 0.00044036 | 0.00037965 | -0.00037739 | 9.5391e-05 | -0.00037961 | 0.00037744 | -9.5347e-05 | -51.7061 | -50.3082 | -52.4413 | 128.2939 | 129.6918 | 127.5587 |  | 0.95842 | 0.83041 | 0.91107 | 0.9583 | 0.83046 | 0.91114 | 2.7086 | -118.2638 | 115.3348 | 2.7097 | -118.2717 | 115.3417