## LLL_max_6
name | pf_ikss_from_ka | pf_ikss_to_ka | pf_ip_from_ka | pf_ip_to_ka | pf_skss_from_mw | pf_skss_to_mw | pf_p_from_mw | pf_p_to_mw | pf_q_from_mvar | pf_q_to_mvar | pf_ikss_from_degree | pf_ikss_to_degree | pf_vm_from_pu | pf_vm_to_pu | pf_va_from_degree | pf_va_to_degree
Line0_1_2 | 0.31228 | 0.31228 | 0 | 0 | 0.21635 | 0.21635 | -0.079373 | 0.082298 | -0.14972 | 0.15557 | 112.3076 | -67.6924 | 0.78323 | 0.81346 | -5.6229 | -5.5721
Line10_11_12 | 0.2776 | 0.2776 | 0 | 0 | 0.19233 | 0.19233 | -0.076336 | 0.078648 | -0.14172 | 0.14634 | 112.8061 | -67.1939 | 0.83696 | 0.86383 | -5.5032 | -5.4489
Line11_12_13 | 0.2776 | 0.2776 | 0 | 0 | 0.19233 | 0.19233 | -0.078648 | 0.08096 | -0.14634 | 0.15096 | 112.8061 | -67.1939 | 0.86383 | 0.89069 | -5.4489 | -5.3979
Line12_13_15 | 0 | 0 | 0 | 0 | 0 | 0 | 0 | 0 | 0 | 0 | 0 | 0 | 0.89069 | 0.89069 | -5.3979 | -5.3979
Line13_13_14 | 0.2776 | 0.2776 | 0 | 0 | 0.19233 | 0.19233 | -0.08096 | 0.083272 | -0.15096 | 0.15559 | 112.8061 | -67.1939 | 0.89069 | 0.91756 | -5.3979 | -5.3499
Line14_15_16 | 0 | 0 | 0 | 0 | 0 | 0 | 0 | 0 | 0 | 0 | 0 | 0 | 0.89069 | 0.89069 | -5.3979 | -5.3979
Line15_16_17 | 0 | 0 | 0 | 0 | 0 | 0 | 0 | 0 | 0 | 0 | 0 | 0 | 0.89069 | 0.89069 | -5.3979 | -5.3979
Line16_4_18 | 4.3777 | 4.3777 | 0 | 8.1703 | 3.033 | 3.033 | 0.57494 | -1e-07 | 1.1499 | -1e-07 | -69.1517 | 110.8483 | 0.42387 | 0 | -5.7167 | 0
Line17_5_19 | 0.33304 | 0.33304 | 0 | 0 | 0.23074 | 0.23074 | -0.087145 | 0.090473 | -0.16676 | 0.17342 | 112.0096 | -67.9904 | 0.81547 | 0.84771 | -5.5806 | -5.5416
Line1_1_3 | 0.2776 | 0.2776 | 0 | 0 | 0.19233 | 0.19233 | -0.071713 | 0.074024 | -0.13247 | 0.13709 | 112.8061 | -67.1939 | 0.78323 | 0.81009 | -5.6229 | -5.561
Line2_1_4 | 3.7114 | 3.7114 | 0 | 0 | 2.5713 | 2.5713 | 0.90415 | -0.49091 | 1.7996 | -0.97311 | -68.9471 | 111.0529 | 0.78323 | 0.42387 | -5.6229 | -5.7167
Line3_1_5 | 0.33304 | 0.33304 | 0 | 0 | 0.23074 | 0.23074 | -0.083818 | 0.087145 | -0.16011 | 0.16676 | 112.0096 | -67.9904 | 0.78323 | 0.81547 | -5.6229 | -5.5806
Line4_2_6 | 0.31228 | 0.31228 | 0 | 0 | 0.21635 | 0.21635 | -0.082298 | 0.085224 | -0.15557 | 0.16142 | 112.3076 | -67.6924 | 0.81346 | 0.84369 | -5.5721 | -5.525
Line5_6_7 | 0.31228 | 0.31228 | 0 | 0 | 0.21635 | 0.21635 | -0.085224 | 0.08815 | -0.16142 | 0.16727 | 112.3076 | -67.6924 | 0.84369 | 0.87392 | -5.525 | -5.4811
Line6_7_8 | 0 | 0 | 0 | 0 | 0 | 0 | 0 | 0 | 0 | 0 | 0 | 0 | 0.87392 | 0.87392 | -5.4811 | -5.4811
Line7_8_9 | 0 | 0 | 0 | 0 | 0 | 0 | 0 | 0 | 0 | 0 | 0 | 0 | 0.87392 | 0.87392 | -5.4811 | -5.4811
Line8_8_10 | 0 | 0 | 0 | 0 | 0 | 0 | 0 | 0 | 0 | 0 | 0 | 0 | 0.87392 | 0.87392 | -5.4811 | -5.4811
Line9_3_11 | 0.2776 | 0.2776 | 0 | 0 | 0.19233 | 0.19233 | -0.074024 | 0.076336 | -0.13709 | 0.14172 | 112.8061 | -67.1939 | 0.81009 | 0.83696 | -5.561 | -5.5032

## LLL_max_10
name | pf_ikss_from_ka | pf_ikss_to_ka | pf_ip_from_ka | pf_ip_to_ka | pf_skss_from_mw | pf_skss_to_mw | pf_p_from_mw | pf_p_to_mw | pf_q_from_mvar | pf_q_to_mvar | pf_ikss_from_degree | pf_ikss_to_degree | pf_vm_from_pu | pf_vm_to_pu | pf_va_from_degree | pf_va_to_degree
Line0_1_2 | 0.32184 | 0.32184 | 0 | 0 | 0.22297 | 0.22297 | -0.085258 | 0.088366 | -0.15914 | 0.16535 | 112.3717 | -67.6283 | 0.80969 | 0.84084 | -5.8083 | -5.7484
Line10_11_12 | 0.2873 | 0.2873 | 0 | 0 | 0.19904 | 0.19904 | -0.082283 | 0.084759 | -0.1513 | 0.15626 | 112.8657 | -67.1343 | 0.86529 | 0.89309 | -5.6727 | -5.6112
Line11_12_13 | 0.2873 | 0.2873 | 0 | 0 | 0.19904 | 0.19904 | -0.084759 | 0.087235 | -0.15626 | 0.16121 | 112.8657 | -67.1343 | 0.89309 | 0.92089 | -5.6112 | -5.5535
Line12_13_15 | 0 | 0 | 0 | 0 | 0 | 0 | 0 | 0 | 0 | 0 | 0 | 0 | 0.92089 | 0.92089 | -5.5535 | -5.5535
Line13_13_14 | 0.2873 | 0.2873 | 0 | 0 | 0.19904 | 0.19904 | -0.087235 | 0.089711 | -0.16121 | 0.16616 | 112.8657 | -67.1343 | 0.92089 | 0.94869 | -5.5535 | -5.4991
Line14_15_16 | 0 | 0 | 0 | 0 | 0 | 0 | 0 | 0 | 0 | 0 | 0 | 0 | 0.92089 | 0.92089 | -5.5535 | -5.5535
Line15_16_17 | 0 | 0 | 0 | 0 | 0 | 0 | 0 | 0 | 0 | 0 | 0 | 0 | 0.92089 | 0.92089 | -5.5535 | -5.5535
Line16_4_18 | 4.5169 | 4.5169 | 0 | 8.4512 | 3.1294 | 3.1294 | 0.61208 | -1e-07 | 1.2242 | -1e-07 | -69.3234 | 110.6766 | 0.43735 | 0 | -5.8885 | 0
Line17_5_19 | 0.34237 | 0.34237 | 0 | 0 | 0.2372 | 0.2372 | -0.093347 | 0.096863 | -0.17679 | 0.18382 | 112.0783 | -67.9217 | 0.84283 | 0.87597 | -5.7563 | -5.7082
Line1_1_3 | 0.2873 | 0.2873 | 0 | 0 | 0.19904 | 0.19904 | -0.07733 | 0.079807 | -0.1414 | 0.14635 | 112.8657 | -67.1343 | 0.80969 | 0.83749 | -5.8083 | -5.7382
Line2_1_4 | 3.8455 | 3.8455 | 0 | 0 | 2.6642 | 2.6642 | 0.9679 | -0.52426 | 1.9279 | -1.0406 | -69.149 | 110.851 | 0.80969 | 0.43735 | -5.8083 | -5.8885
Line3_1_5 | 0.34237 | 0.34237 | 0 | 0 | 0.2372 | 0.2372 | -0.08983 | 0.093347 | -0.16976 | 0.17679 | 112.0783 | -67.9217 | 0.80969 | 0.84283 | -5.8083 | -5.7563
Line4_2_6 | 0.32184 | 0.32184 | 0 | 0 | 0.22297 | 0.22297 | -0.088366 | 0.091473 | -0.16535 | 0.17157 | 112.3717 | -67.6283 | 0.84084 | 0.87199 | -5.7484 | -5.6929
Line5_6_7 | 0.32184 | 0.32184 | 0 | 0 | 0.22297 | 0.22297 | -0.091473 | 0.09458 | -0.17157 | 0.17778 | 112.3717 | -67.6283 | 0.87199 | 0.90314 | -5.6929 | -5.6411
Line6_7_8 | 0 | 0 | 0 | 0 | 0 | 0 | 0 | 0 | 0 | 0 | 0 | 0 | 0.90314 | 0.90314 | -5.6411 | -5.6411
Line7_8_9 | 0 | 0 | 0 | 0 | 0 | 0 | 0 | 0 | 0 | 0 | 0 | 0 | 0.90314 | 0.90314 | -5.6411 | -5.6411
Line8_8_10 | 0 | 0 | 0 | 0 | 0 | 0 | 0 | 0 | 0 | 0 | 0 | 0 | 0.90314 | 0.90314 | -5.6411 | -5.6411
Line9_3_11 | 0.2873 | 0.2873 | 0 | 0 | 0.19904 | 0.19904 | -0.079807 | 0.082283 | -0.14635 | 0.1513 | 112.8657 | -67.1343 | 0.83749 | 0.86529 | -5.7382 | -5.6727

## LLL_max_fault_6
name | pf_ikss_from_ka | pf_ikss_to_ka | pf_ip_from_ka | pf_ip_to_ka | pf_skss_from_mw | pf_skss_to_mw | pf_p_from_mw | pf_p_to_mw | pf_q_from_mvar | pf_q_to_mvar | pf_ikss_from_degree | pf_ikss_to_degree | pf_vm_from_pu | pf_vm_to_pu | pf_va_from_degree | pf_va_to_degree
Line0_1_2 | 0.11397 | 0.11397 | 0 | 0 | 0.07896 | 0.07896 | -0.0059285 | 0.0063182 | -0.086184 | 0.086964 | 93.9501 | -86.0499 | 1.0941 | 1.1043 | 0.015028 | -0.20528
Line10_11_12 | 0.10161 | 0.10161 | 0 | 0 | 0.070395 | 0.070395 | -0.0056221 | 0.0059318 | -0.078093 | 0.078713 | 93.7393 | -86.2607 | 1.1122 | 1.1213 | -0.37842 | -0.57036
Line11_12_13 | 0.10161 | 0.10161 | 0 | 0 | 0.070395 | 0.070395 | -0.0059318 | 0.0062416 | -0.078713 | 0.079332 | 93.7393 | -86.2607 | 1.1213 | 1.1304 | -0.57036 | -0.75921
Line12_13_15 | 0 | 0 | 0 | 0 | 0 | 0 | 0 | 0 | 0 | 0 | 0 | 0 | 1.1304 | 1.1304 | -0.75921 | -0.75921
Line13_13_14 | 0.10161 | 0.10161 | 0 | 0 | 0.070395 | 0.070395 | -0.0062416 | 0.0065513 | -0.079332 | 0.079952 | 93.7393 | -86.2607 | 1.1304 | 1.1396 | -0.75921 | -0.94504
Line14_15_16 | 0 | 0 | 0 | 0 | 0 | 0 | 0 | 0 | 0 | 0 | 0 | 0 | 1.1304 | 1.1304 | -0.75921 | -0.75921
Line15_16_17 | 0 | 0 | 0 | 0 | 0 | 0 | 0 | 0 | 0 | 0 | 0 | 0 | 1.1304 | 1.1304 | -0.75921 | -0.75921
Line16_4_18 | 0.035928 | 0.035928 | 0 | 0.067053 | 0.024892 | 0.024892 | 0.019401 | -0.019362 | 0.01944 | -0.019362 | -45.1924 | 134.8076 | 1.1034 | 1.1001 | -0.13527 | -0.19239
Line17_5_19 | 0.12134 | 0.12134 | 0 | 0 | 0.084068 | 0.084068 | -0.0069566 | 0.0073983 | -0.092629 | 0.093513 | 94.0768 | -85.9232 | 1.1049 | 1.1158 | -0.21815 | -0.44678
Line1_1_3 | 0.10161 | 0.10161 | 0 | 0 | 0.070395 | 0.070395 | -0.0050027 | 0.0053124 | -0.076855 | 0.077474 | 93.7393 | -86.2607 | 1.0941 | 1.1031 | 0.015028 | -0.18332
Line2_1_4 | 0.10052 | 0.10052 | 0 | 0 | 0.069642 | 0.069642 | -0.012267 | 0.01257 | -0.0752 | 0.075806 | 99.2797 | -80.7203 | 1.0941 | 1.1034 | 0.015028 | -0.13527
Line3_1_5 | 0.12134 | 0.12134 | 0 | 0 | 0.084068 | 0.084068 | -0.0065149 | 0.0069566 | -0.091746 | 0.092629 | 94.0768 | -85.9232 | 1.0941 | 1.1049 | 0.015028 | -0.21815
Line4_2_6 | 0.11397 | 0.11397 | 0 | 0 | 0.07896 | 0.07896 | -0.0063182 | 0.0067078 | -0.086964 | 0.087743 | 93.9501 | -86.0499 | 1.1043 | 1.1145 | -0.20528 | -0.42156
Line5_6_7 | 0.11397 | 0.11397 | 0 | 0 | 0.07896 | 0.07896 | -0.0067078 | 0.0070975 | -0.087743 | 0.088522 | 93.9501 | -86.0499 | 1.1145 | 1.1247 | -0.42156 | -0.6339
Line6_7_8 | 0 | 0 | 0 | 0 | 0 | 0 | 0 | 0 | 0 | 0 | 0 | 0 | 1.1247 | 1.1247 | -0.6339 | -0.6339
Line7_8_9 | 0 | 0 | 0 | 0 | 0 | 0 | 0 | 0 | 0 | 0 | 0 | 0 | 1.1247 | 1.1247 | -0.6339 | -0.6339
Line8_8_10 | 0 | 0 | 0 | 0 | 0 | 0 | 0 | 0 | 0 | 0 | 0 | 0 | 1.1247 | 1.1247 | -0.6339 | -0.6339
Line9_3_11 | 0.10161 | 0.10161 | 0 | 0 | 0.070395 | 0.070395 | -0.0053124 | 0.0056221 | -0.077474 | 0.078093 | 93.7393 | -86.2607 | 1.1031 | 1.1122 | -0.18332 | -0.37842

## LLL_max_fault_10
name | pf_ikss_from_ka | pf_ikss_to_ka | pf_ip_from_ka | pf_ip_to_ka | pf_skss_from_mw | pf_skss_to_mw | pf_p_from_mw | pf_p_to_mw | pf_q_from_mvar | pf_q_to_mvar | pf_ikss_from_degree | pf_ikss_to_degree | pf_vm_from_pu | pf_vm_to_pu | pf_va_from_degree | pf_va_to_degree
Line0_1_2 | 0.1148 | 0.1148 | 0 | 0 | 0.079537 | 0.079537 | -0.0063918 | 0.0067872 | -0.090952 | 0.091743 | 94.0292 | -85.9708 | 1.1463 | 1.1566 | 0.0092367 | -0.20189
Line10_11_12 | 0.10277 | 0.10277 | 0 | 0 | 0.071199 | 0.071199 | -0.0060616 | 0.0063785 | -0.082705 | 0.083338 | 93.8225 | -86.1775 | 1.1647 | 1.1739 | -0.36938 | -0.55423
Line11_12_13 | 0.10277 | 0.10277 | 0 | 0 | 0.071199 | 0.071199 | -0.0063785 | 0.0066953 | -0.083338 | 0.083972 | 93.8225 | -86.1775 | 1.1739 | 1.1831 | -0.55423 | -0.73621
Line12_13_15 | 0 | 0 | 0 | 0 | 0 | 0 | 0 | 0 | 0 | 0 | 0 | 0 | 1.1831 | 1.1831 | -0.73621 | -0.73621
Line13_13_14 | 0.10277 | 0.10277 | 0 | 0 | 0.071199 | 0.071199 | -0.0066953 | 0.0070121 | -0.083972 | 0.084606 | 93.8225 | -86.1775 | 1.1831 | 1.1924 | -0.73621 | -0.91537
Line14_15_16 | 0 | 0 | 0 | 0 | 0 | 0 | 0 | 0 | 0 | 0 | 0 | 0 | 1.1831 | 1.1831 | -0.73621 | -0.73621
Line15_16_17 | 0 | 0 | 0 | 0 | 0 | 0 | 0 | 0 | 0 | 0 | 0 | 0 | 1.1831 | 1.1831 | -0.73621 | -0.73621
Line16_4_18 | 0.037626 | 0.037626 | 0 | 0.070397 | 0.026068 | 0.026068 | 0.021278 | -0.021235 | 0.02132 | -0.021235 | -45.1966 | 134.8034 | 1.1555 | 1.152 | -0.13946 | -0.19658
Line17_5_19 | 0.12193 | 0.12193 | 0 | 0 | 0.084477 | 0.084477 | -0.0074429 | 0.0078889 | -0.097479 | 0.098371 | 94.1526 | -85.8474 | 1.1573 | 1.1682 | -0.21371 | -0.43249
Line1_1_3 | 0.10277 | 0.10277 | 0 | 0 | 0.071199 | 0.071199 | -0.005428 | 0.0057448 | -0.081437 | 0.082071 | 93.8225 | -86.1775 | 1.1463 | 1.1555 | 0.0092367 | -0.18158
Line2_1_4 | 0.099526 | 0.099526 | 0 | 0 | 0.068953 | 0.068953 | -0.011594 | 0.011891 | -0.078189 | 0.078783 | 98.4438 | -81.5562 | 1.1463 | 1.1555 | 0.0092367 | -0.13946
Line3_1_5 | 0.12193 | 0.12193 | 0 | 0 | 0.084477 | 0.084477 | -0.0069969 | 0.0074429 | -0.096586 | 0.097479 | 94.1526 | -85.8474 | 1.1463 | 1.1573 | 0.0092367 | -0.21371
Line4_2_6 | 0.1148 | 0.1148 | 0 | 0 | 0.079537 | 0.079537 | -0.0067872 | 0.0071826 | -0.091743 | 0.092533 | 94.0292 | -85.9708 | 1.1566 | 1.1669 | -0.20189 | -0.40929
Line5_6_7 | 0.1148 | 0.1148 | 0 | 0 | 0.079537 | 0.079537 | -0.0071826 | 0.0075779 | -0.092533 | 0.093324 | 94.0292 | -85.9708 | 1.1669 | 1.1772 | -0.40929 | -0.61306
Line6_7_8 | 0 | 0 | 0 | 0 | 0 | 0 | 0 | 0 | 0 | 0 | 0 | 0 | 1.1772 | 1.1772 | -0.61306 | -0.61306
Line7_8_9 | 0 | 0 | 0 | 0 | 0 | 0 | 0 | 0 | 0 | 0 | 0 | 0 | 1.1772 | 1.1772 | -0.61306 | -0.61306
Line8_8_10 | 0 | 0 | 0 | 0 | 0 | 0 | 0 | 0 | 0 | 0 | 0 | 0 | 1.1772 | 1.1772 | -0.61306 | -0.61306
Line9_3_11 | 0.10277 | 0.10277 | 0 | 0 | 0.071199 | 0.071199 | -0.0057448 | 0.0060616 | -0.082071 | 0.082705 | 93.8225 | -86.1775 | 1.1555 | 1.1647 | -0.18158 | -0.36938

## LLL_min_6
name | pf_ikss_from_ka | pf_ikss_to_ka | pf_ip_from_ka | pf_ip_to_ka | pf_skss_from_mw | pf_skss_to_mw | pf_p_from_mw | pf_p_to_mw | pf_q_from_mvar | pf_q_to_mvar | pf_ikss_from_degree | pf_ikss_to_degree | pf_vm_from_pu | pf_vm_to_pu | pf_va_from_degree | pf_va_to_degree
Line0_1_2 | 0.0049415 | 0.0049415 | 0 | 0 | 0.0034236 | 0.0034236 | -0.0019727 | 0.0019741 | -0.0013381 | 0.0013395 | 134.3179 | -45.6821 | 0.69625 | 0.69683 | -11.533 | -11.5229
Line10_11_12 | 0.0049243 | 0.0049243 | 0 | 0 | 0.0034116 | 0.0034116 | -0.0019709 | 0.0019723 | -0.0013328 | 0.0013343 | 134.4197 | -45.5803 | 0.6974 | 0.69798 | -11.5126 | -11.5024
Line11_12_13 | 0.0049243 | 0.0049243 | 0 | 0 | 0.0034116 | 0.0034116 | -0.0019723 | 0.0019737 | -0.0013343 | 0.0013357 | 134.4197 | -45.5803 | 0.69798 | 0.69856 | -11.5024 | -11.4923
Line12_13_15 | 0 | 0 | 0 | 0 | 0 | 0 | 0 | 0 | 0 | 0 | 0 | 0 | 0.69856 | 0.69856 | -11.4923 | -11.4923
Line13_13_14 | 0.0049243 | 0.0049243 | 0 | 0 | 0.0034116 | 0.0034116 | -0.0019737 | 0.0019751 | -0.0013357 | 0.0013372 | 134.4195 | -45.5805 | 0.69856 | 0.69914 | -11.4923 | -11.4821
Line14_15_16 | 0 | 0 | 0 | 0 | 0 | 0 | 0 | 0 | 0 | 0 | 0 | 0 | 0.69856 | 0.69856 | -11.4923 | -11.4923
Line15_16_17 | 0 | 0 | 0 | 0 | 0 | 0 | 0 | 0 | 0 | 0 | 0 | 0 | 0.69856 | 0.69856 | -11.4923 | -11.4923
Line16_4_18 | 2.9048 | 2.9048 | 0 | 4.7961 | 2.0125 | 2.0125 | 0.48602 | -1e-07 | 0.50627 | -1e-07 | -57.7178 | 122.2822 | 0.34872 | 0 | -11.5486 | 0
Line17_5_19 | 0.0049502 | 0.0049502 | 0 | 0 | 0.0034296 | 0.0034296 | -0.0019763 | 0.0019777 | -0.0013437 | 0.0013451 | 134.2665 | -45.7335 | 0.69683 | 0.69741 | -11.5229 | -11.5128
Line1_1_3 | 0.0049243 | 0.0049243 | 0 | 0 | 0.0034116 | 0.0034116 | -0.0019681 | 0.0019695 | -0.0013299 | 0.0013313 | 134.4198 | -45.5802 | 0.69625 | 0.69682 | -11.533 | -11.5228
Line2_1_4 | 2.8948 | 2.8948 | 0 | 0 | 2.0056 | 2.0056 | 0.96732 | -0.48463 | 1.0071 | -0.50427 | -57.6865 | 122.3135 | 0.69625 | 0.34872 | -11.533 | -11.5486
Line3_1_5 | 0.0049502 | 0.0049502 | 0 | 0 | 0.0034296 | 0.0034296 | -0.0019749 | 0.0019763 | -0.0013422 | 0.0013437 | 134.2665 | -45.7335 | 0.69625 | 0.69683 | -11.533 | -11.5229
Line4_2_6 | 0.0049415 | 0.0049415 | 0 | 0 | 0.0034236 | 0.0034236 | -0.0019741 | 0.0019755 | -0.0013395 | 0.001341 | 134.3179 | -45.6821 | 0.69683 | 0.69741 | -11.5229 | -11.5127
Line5_6_7 | 0.0049415 | 0.0049415 | 0 | 0 | 0.0034236 | 0.0034236 | -0.0019755 | 0.0019769 | -0.001341 | 0.0013425 | 134.3178 | -45.6822 | 0.69741 | 0.69799 | -11.5127 | -11.5026
Line6_7_8 | 0 | 0 | 0 | 0 | 0 | 0 | 0 | 0 | 0 | 0 | 0 | 0 | 0.69799 | 0.69799 | -11.5026 | -11.5026
Line7_8_9 | 0 | 0 | 0 | 0 | 0 | 0 | 0 | 0 | 0 | 0 | 0 | 0 | 0.69799 | 0.69799 | -11.5026 | -11.5026
Line8_8_10 | 0 | 0 | 0 | 0 | 0 | 0 | 0 | 0 | 0 | 0 | 0 | 0 | 0.69799 | 0.69799 | -11.5026 | -11.5026
Line9_3_11 | 0.0049243 | 0.0049243 | 0 | 0 | 0.0034116 | 0.0034116 | -0.0019695 | 0.0019709 | -0.0013313 | 0.0013328 | 134.4198 | -45.5802 | 0.69682 | 0.6974 | -11.5228 | -11.5126

## LLL_min_10
name | pf_ikss_from_ka | pf_ikss_to_ka | pf_ip_from_ka | pf_ip_to_ka | pf_skss_from_mw | pf_skss_to_mw | pf_p_from_mw | pf_p_to_mw | pf_q_from_mvar | pf_q_to_mvar | pf_ikss_from_degree | pf_ikss_to_degree | pf_vm_from_pu | pf_vm_to_pu | pf_va_from_degree | pf_va_to_degree
Line0_1_2 | 0.0046815 | 0.0046815 | 0 | 0 | 0.0032434 | 0.0032434 | -0.0017705 | 0.0017717 | -0.0012009 | 0.0012022 | 134.3179 | -45.6821 | 0.6596 | 0.66015 | -11.533 | -11.5229
Line10_11_12 | 0.0046651 | 0.0046651 | 0 | 0 | 0.0032321 | 0.0032321 | -0.0017689 | 0.0017702 | -0.0011962 | 0.0011975 | 134.4197 | -45.5803 | 0.6607 | 0.66124 | -11.5126 | -11.5024
Line11_12_13 | 0.0046651 | 0.0046651 | 0 | 0 | 0.0032321 | 0.0032321 | -0.0017702 | 0.0017714 | -0.0011975 | 0.0011988 | 134.4197 | -45.5803 | 0.66124 | 0.66179 | -11.5024 | -11.4923
Line12_13_15 | 0 | 0 | 0 | 0 | 0 | 0 | 0 | 0 | 0 | 0 | 0 | 0 | 0.66179 | 0.66179 | -11.4923 | -11.4923
Line13_13_14 | 0.0046651 | 0.0046651 | 0 | 0 | 0.0032321 | 0.0032321 | -0.0017714 | 0.0017727 | -0.0011988 | 0.0012001 | 134.4195 | -45.5805 | 0.66179 | 0.66234 | -11.4923 | -11.4821
Line14_15_16 | 0 | 0 | 0 | 0 | 0 | 0 | 0 | 0 | 0 | 0 | 0 | 0 | 0.66179 | 0.66179 | -11.4923 | -11.4923
Line15_16_17 | 0 | 0 | 0 | 0 | 0 | 0 | 0 | 0 | 0 | 0 | 0 | 0 | 0.66179 | 0.66179 | -11.4923 | -11.4923
Line16_4_18 | 2.7519 | 2.7519 | 0 | 4.5436 | 1.9066 | 1.9066 | 0.4362 | -1e-07 | 0.45438 | -1e-07 | -57.7178 | 122.2822 | 0.33037 | 0 | -11.5486 | 0
Line17_5_19 | 0.0046897 | 0.0046897 | 0 | 0 | 0.0032491 | 0.0032491 | -0.0017738 | 0.001775 | -0.0012059 | 0.0012073 | 134.2665 | -45.7335 | 0.66015 | 0.6607 | -11.5229 | -11.5128
Line1_1_3 | 0.0046651 | 0.0046651 | 0 | 0 | 0.0032321 | 0.0032321 | -0.0017664 | 0.0017677 | -0.0011936 | 0.0011949 | 134.4198 | -45.5802 | 0.6596 | 0.66015 | -11.533 | -11.5228
Line2_1_4 | 2.7425 | 2.7425 | 0 | 0 | 1.9 | 1.9 | 0.86818 | -0.43496 | 0.90386 | -0.45258 | -57.6865 | 122.3135 | 0.6596 | 0.33037 | -11.533 | -11.5486
Line3_1_5 | 0.0046897 | 0.0046897 | 0 | 0 | 0.0032491 | 0.0032491 | -0.0017725 | 0.0017738 | -0.0012046 | 0.0012059 | 134.2665 | -45.7335 | 0.6596 | 0.66015 | -11.533 | -11.5229
Line4_2_6 | 0.0046814 | 0.0046814 | 0 | 0 | 0.0032434 | 0.0032434 | -0.0017717 | 0.001773 | -0.0012022 | 0.0012036 | 134.3179 | -45.6821 | 0.66015 | 0.6607 | -11.5229 | -11.5127
Line5_6_7 | 0.0046814 | 0.0046814 | 0 | 0 | 0.0032434 | 0.0032434 | -0.001773 | 0.0017743 | -0.0012036 | 0.0012049 | 134.3178 | -45.6822 | 0.6607 | 0.66125 | -11.5127 | -11.5026
Line6_7_8 | 0 | 0 | 0 | 0 | 0 | 0 | 0 | 0 | 0 | 0 | 0 | 0 | 0.66125 | 0.66125 | -11.5026 | -11.5026
Line7_8_9 | 0 | 0 | 0 | 0 | 0 | 0 | 0 | 0 | 0 | 0 | 0 | 0 | 0.66125 | 0.66125 | -11.5026 | -11.5026
Line8_8_10 | 0 | 0 | 0 | 0 | 0 | 0 | 0 | 0 | 0 | 0 | 0 | 0 | 0.66125 | 0.66125 | -11.5026 | -11.5026
Line9_3_11 | 0.0046651 | 0.0046651 | 0 | 0 | 0.0032321 | 0.0032321 | -0.0017677 | 0.0017689 | -0.0011949 | 0.0011962 | 134.4198 | -45.5802 | 0.66015 | 0.6607 | -11.5228 | -11.5126

## LLL_min_fault_6
name | pf_ikss_from_ka | pf_ikss_to_ka | pf_ip_from_ka | pf_ip_to_ka | pf_skss_from_mw | pf_skss_to_mw | pf_p_from_mw | pf_p_to_mw | pf_q_from_mvar | pf_q_to_mvar | pf_ikss_from_degree | pf_ikss_to_degree | pf_vm_from_pu | pf_vm_to_pu | pf_va_from_degree | pf_va_to_degree
Line0_1_2 | 5.2237e-05 | 5.2237e-05 | 0 | 0 | 3.6191e-05 | 3.6191e-05 | -2.8769e-05 | 2.877e-05 | -1.8664e-05 | 1.8664e-05 | 146.9024 | -33.0976 | 0.94756 | 0.94757 | -0.12414 | -0.12405
Line10_11_12 | 5.2055e-05 | 5.2055e-05 | 0 | 0 | 3.6065e-05 | 3.6065e-05 | -2.8702e-05 | 2.8702e-05 | -1.8548e-05 | 1.8548e-05 | 147.0042 | -32.9958 | 0.94757 | 0.94758 | -0.12396 | -0.12388
Line11_12_13 | 5.2055e-05 | 5.2055e-05 | 0 | 0 | 3.6065e-05 | 3.6065e-05 | -2.8702e-05 | 2.8703e-05 | -1.8549e-05 | 1.8549e-05 | 147.0041 | -32.9959 | 0.94758 | 0.94758 | -0.12388 | -0.12379
Line12_13_15 | 0 | 0 | 0 | 0 | 0 | 0 | 0 | 0 | 0 | 0 | 0 | 0 | 0.94758 | 0.94758 | -0.12379 | -0.12379
Line13_13_14 | 5.2055e-05 | 5.2055e-05 | 0 | 0 | 3.6065e-05 | 3.6065e-05 | -2.8702e-05 | 2.8703e-05 | -1.8549e-05 | 1.8549e-05 | 147.0039 | -32.9961 | 0.94758 | 0.94759 | -0.12379 | -0.1237
Line14_15_16 | 0 | 0 | 0 | 0 | 0 | 0 | 0 | 0 | 0 | 0 | 0 | 0 | 0.94758 | 0.94758 | -0.12379 | -0.12379
Line15_16_17 | 0 | 0 | 0 | 0 | 0 | 0 | 0 | 0 | 0 | 0 | 0 | 0 | 0.94758 | 0.94758 | -0.12379 | -0.12379
Line16_4_18 | 0.030707 | 0.030707 | 0 | 0.0507 | 0.021274 | 0.021274 | 0.014198 | -0.014144 | 0.0142 | -0.014144 | -45.1333 | 134.8667 | 0.94389 | 0.9402 | -0.12877 | -0.13334
Line17_5_19 | 5.2329e-05 | 5.2329e-05 | 0 | 0 | 3.6255e-05 | 3.6255e-05 | -2.8803e-05 | 2.8803e-05 | -1.8723e-05 | 1.8723e-05 | 146.8509 | -33.1491 | 0.94757 | 0.94757 | -0.12405 | -0.12397
Line1_1_3 | 5.2055e-05 | 5.2055e-05 | 0 | 0 | 3.6065e-05 | 3.6065e-05 | -2.8702e-05 | 2.8702e-05 | -1.8548e-05 | 1.8548e-05 | 147.0043 | -32.9957 | 0.94756 | 0.94757 | -0.12414 | -0.12405
Line2_1_4 | 0.030602 | 0.030602 | 0 | 0 | 0.021201 | 0.021201 | 0.014211 | -0.014157 | 0.0142 | -0.014144 | -45.102 | 134.898 | 0.94756 | 0.94389 | -0.12414 | -0.12877
Line3_1_5 | 5.2329e-05 | 5.2329e-05 | 0 | 0 | 3.6255e-05 | 3.6255e-05 | -2.8803e-05 | 2.8803e-05 | -1.8723e-05 | 1.8723e-05 | 146.851 | -33.149 | 0.94756 | 0.94757 | -0.12414 | -0.12405
Line4_2_6 | 5.2237e-05 | 5.2237e-05 | 0 | 0 | 3.6191e-05 | 3.6191e-05 | -2.877e-05 | 2.877e-05 | -1.8664e-05 | 1.8665e-05 | 146.9023 | -33.0977 | 0.94757 | 0.94757 | -0.12405 | -0.12396
Line5_6_7 | 5.2237e-05 | 5.2237e-05 | 0 | 0 | 3.6191e-05 | 3.6191e-05 | -2.877e-05 | 2.877e-05 | -1.8665e-05 | 1.8665e-05 | 146.9022 | -33.0978 | 0.94757 | 0.94758 | -0.12396 | -0.12388
Line6_7_8 | 0 | 0 | 0 | 0 | 0 | 0 | 0 | 0 | 0 | 0 | 0 | 0 | 0.94758 | 0.94758 | -0.12388 | -0.12388
Line7_8_9 | 0 | 0 | 0 | 0 | 0 | 0 | 0 | 0 | 0 | 0 | 0 | 0 | 0.94758 | 0.94758 | -0.12388 | -0.12388
Line8_8_10 | 0 | 0 | 0 | 0 | 0 | 0 | 0 | 0 | 0 | 0 | 0 | 0 | 0.94758 | 0.94758 | -0.12388 | -0.12388
Line9_3_11 | 5.2055e-05 | 5.2055e-05 | 0 | 0 | 3.6065e-05 | 3.6065e-05 | -2.8702e-05 | 2.8702e-05 | -1.8548e-05 | 1.8548e-05 | 147.0042 | -32.9958 | 0.94757 | 0.94757 | -0.12405 | -0.12396

## LLL_min_fault_10
name | pf_ikss_from_ka | pf_ikss_to_ka | pf_ip_from_ka | pf_ip_to_ka | pf_skss_from_mw | pf_skss_to_mw | pf_p_from_mw | pf_p_to_mw | pf_q_from_mvar | pf_q_to_mvar | pf_ikss_from_degree | pf_ikss_to_degree | pf_vm_from_pu | pf_vm_to_pu | pf_va_from_degree | pf_va_to_degree
Line0_1_2 | 4.9488e-05 | 4.9488e-05 | 0 | 0 | 3.4286e-05 | 3.4286e-05 | -2.5821e-05 | 2.5821e-05 | -1.6751e-05 | 1.6751e-05 | 146.9024 | -33.0976 | 0.89769 | 0.89769 | -0.12414 | -0.12405
Line10_11_12 | 4.9315e-05 | 4.9315e-05 | 0 | 0 | 3.4167e-05 | 3.4167e-05 | -2.576e-05 | 2.5761e-05 | -1.6647e-05 | 1.6647e-05 | 147.0042 | -32.9958 | 0.8977 | 0.89771 | -0.12396 | -0.12388
Line11_12_13 | 4.9315e-05 | 4.9315e-05 | 0 | 0 | 3.4167e-05 | 3.4167e-05 | -2.5761e-05 | 2.5761e-05 | -1.6647e-05 | 1.6648e-05 | 147.0041 | -32.9959 | 0.89771 | 0.89771 | -0.12388 | -0.12379
Line12_13_15 | 0 | 0 | 0 | 0 | 0 | 0 | 0 | 0 | 0 | 0 | 0 | 0 | 0.89771 | 0.89771 | -0.12379 | -0.12379
Line13_13_14 | 4.9315e-05 | 4.9315e-05 | 0 | 0 | 3.4167e-05 | 3.4167e-05 | -2.5761e-05 | 2.5761e-05 | -1.6648e-05 | 1.6648e-05 | 147.0039 | -32.9961 | 0.89771 | 0.89772 | -0.12379 | -0.1237
Line14_15_16 | 0 | 0 | 0 | 0 | 0 | 0 | 0 | 0 | 0 | 0 | 0 | 0 | 0.89771 | 0.89771 | -0.12379 | -0.12379
Line15_16_17 | 0 | 0 | 0 | 0 | 0 | 0 | 0 | 0 | 0 | 0 | 0 | 0 | 0.89771 | 0.89771 | -0.12379 | -0.12379
Line16_4_18 | 0.029091 | 0.029091 | 0 | 0.048031 | 0.020155 | 0.020155 | 0.012743 | -0.012694 | 0.012745 | -0.012694 | -45.1333 | 134.8667 | 0.89421 | 0.89072 | -0.12877 | -0.13334
Line17_5_19 | 4.9575e-05 | 4.9575e-05 | 0 | 0 | 3.4346e-05 | 3.4346e-05 | -2.5851e-05 | 2.5851e-05 | -1.6804e-05 | 1.6804e-05 | 146.8509 | -33.1491 | 0.89769 | 0.8977 | -0.12405 | -0.12397
Line1_1_3 | 4.9315e-05 | 4.9315e-05 | 0 | 0 | 3.4167e-05 | 3.4167e-05 | -2.576e-05 | 2.576e-05 | -1.6647e-05 | 1.6647e-05 | 147.0043 | -32.9957 | 0.89769 | 0.89769 | -0.12414 | -0.12405
Line2_1_4 | 0.028991 | 0.028991 | 0 | 0 | 0.020086 | 0.020086 | 0.012754 | -0.012706 | 0.012745 | -0.012694 | -45.102 | 134.898 | 0.89769 | 0.89421 | -0.12414 | -0.12877
Line3_1_5 | 4.9575e-05 | 4.9575e-05 | 0 | 0 | 3.4346e-05 | 3.4346e-05 | -2.5851e-05 | 2.5851e-05 | -1.6804e-05 | 1.6804e-05 | 146.851 | -33.149 | 0.89769 | 0.89769 | -0.12414 | -0.12405
Line4_2_6 | 4.9488e-05 | 4.9488e-05 | 0 | 0 | 3.4286e-05 | 3.4286e-05 | -2.5821e-05 | 2.5821e-05 | -1.6751e-05 | 1.6752e-05 | 146.9023 | -33.0977 | 0.89769 | 0.8977 | -0.12405 | -0.12396
Line5_6_7 | 4.9488e-05 | 4.9488e-05 | 0 | 0 | 3.4286e-05 | 3.4286e-05 | -2.5821e-05 | 2.5821e-05 | -1.6752e-05 | 1.6752e-05 | 146.9022 | -33.0978 | 0.8977 | 0.89771 | -0.12396 | -0.12388
Line6_7_8 | 0 | 0 | 0 | 0 | 0 | 0 | 0 | 0 | 0 | 0 | 0 | 0 | 0.89771 | 0.89771 | -0.12388 | -0.12388
Line7_8_9 | 0 | 0 | 0 | 0 | 0 | 0 | 0 | 0 | 0 | 0 | 0 | 0 | 0.89771 | 0.89771 | -0.12388 | -0.12388
Line8_8_10 | 0 | 0 | 0 | 0 | 0 | 0 | 0 | 0 | 0 | 0 | 0 | 0 | 0.89771 | 0.89771 | -0.12388 | -0.12388
Line9_3_11 | 4.9315e-05 | 4.9315e-05 | 0 | 0 | 3.4167e-05 | 3.4167e-05 | -2.576e-05 | 2.576e-05 | -1.6647e-05 | 1.6647e-05 | 147.0042 | -32.9958 | 0.89769 | 0.8977 | -0.12405 | -0.12396

## LL_max_6
name | pf_ikss_a_from_ka | pf_ikss_b_from_ka | pf_ikss_c_from_ka | pf_ikss_a_to_ka | pf_ikss_b_to_ka | pf_ikss_c_to_ka | pf_skss_a_from_mw | pf_skss_b_from_mw | pf_skss_c_from_mw | pf_skss_a_to_mw | pf_skss_b_to_mw | pf_skss_c_to_mw | pf_p_a_from_mw | pf_p_b_from_mw | pf_p_c_from_mw | pf_p_a_to_mw | pf_p_b_to_mw | pf_p_c_to_mw | pf_q_a_from_mvar | pf_q_b_from_mvar | pf_q_c_from_mvar | pf_q_a_to_mvar | pf_q_b_to_mvar | pf_q_c_to_mvar | pf_ikss_a_from_degree | pf_ikss_b_from_degree | pf_ikss_c_from_degree | pf_ikss_a_to_degree | pf_ikss_b_to_degree | pf_ikss_c_to_degree | pf_vm_a_from_pu | pf_vm_b_from_pu | pf_vm_c_from_pu | pf_vm_a_to_pu | pf_vm_b_to_pu | pf_vm_c_to_pu | pf_va_a_from_degree | pf_va_b_from_degree | pf_va_c_from_degree | pf_va_a_to_degree | pf_va_b_to_degree | pf_va_c_to_degree
Line0_1_2 | 0.11353 | 0.26694 | 0.27713 | 0.11353 | 0.26694 | 0.27713 | 0.02622 | 0.061647 | 0.064001 | 0.02622 | 0.061647 | 0.064001 | -0.0060999 | -0.042488 | 0.005077 | 0.0062288 | 0.0432 | -0.0043089 | -0.028138 | -0.037736 | -0.052213 | 0.028396 | 0.039161 | 0.053749 | 102.967 | 6.0085 | -149.9966 | -77.033 | -173.9915 | 30.0034 | 1.0981 | 0.9218 | 0.81966 | 1.1087 | 0.94584 | 0.8425 | 0.73522 | -132.3812 | 125.5572 | 0.59458 | -131.7991 | 124.5869
Line10_11_12 | 0.099923 | 0.2363 | 0.24938 | 0.099923 | 0.2363 | 0.24938 | 0.023076 | 0.054571 | 0.057592 | 0.023076 | 0.054571 | 0.057592 | -0.0049216 | -0.039337 | 0.002825 | 0.0050215 | 0.039896 | -0.0022031 | -0.025295 | -0.034938 | -0.049518 | 0.025495 | 0.036055 | 0.050762 | 101.4749 | 7.0658 | -149.3875 | -78.5251 | -172.9342 | 30.6125 | 1.1167 | 0.96412 | 0.8612 | 1.126 | 0.9854 | 0.88223 | 0.46447 | -131.3238 | 123.8777 | 0.33246 | -130.8292 | 123.0976
Line11_12_13 | 0.099923 | 0.2363 | 0.24938 | 0.099923 | 0.2363 | 0.24938 | 0.023076 | 0.054571 | 0.057592 | 0.023076 | 0.054571 | 0.057592 | -0.0050215 | -0.039896 | 0.0022031 | 0.0051213 | 0.040454 | -0.0015812 | -0.025495 | -0.036055 | -0.050762 | 0.025694 | 0.037172 | 0.052005 | 101.4749 | 7.0658 | -149.3875 | -78.5251 | -172.9342 | 30.6125 | 1.126 | 0.9854 | 0.88223 | 1.1354 | 1.0067 | 0.90341 | 0.33246 | -130.8292 | 123.0976 | 0.20262 | -130.3555 | 122.354
Line12_13_15 | 0 | 0 | 0 | 0 | 0 | 0 | 0 | 0 | 0 | 0 | 0 | 0 | 1.0662e-09 | -2.8962e-10 | -1.4479e-09 | -1.0662e-09 | 2.8962e-10 | 1.4479e-09 | -4.6374e-11 | 2.0902e-09 | -4.2858e-10 | 4.6374e-11 | -2.0902e-09 | 4.2858e-10 | 0 | 0 | 0 | 0 | 0 | 0 | 1.1354 | 1.0067 | 0.90341 | 1.1354 | 1.0067 | 0.90341 | 0.20262 | -130.3555 | 122.354 | 0.20262 | -130.3555 | 122.354
Line13_13_14 | 0.099923 | 0.2363 | 0.24938 | 0.099923 | 0.2363 | 0.24938 | 0.023076 | 0.054571 | 0.057592 | 0.023076 | 0.054571 | 0.057592 | -0.0051213 | -0.040454 | 0.0015812 | 0.0052211 | 0.041012 | -0.0009593 | -0.025694 | -0.037172 | -0.052005 | 0.025894 | 0.038288 | 0.053249 | 101.4749 | 7.0658 | -149.3875 | -78.5251 | -172.9342 | 30.6125 | 1.1354 | 1.0067 | 0.90341 | 1.1447 | 1.0282 | 0.92474 | 0.20262 | -130.3555 | 122.354 | 0.074895 | -129.9016 | 121.6446
Line14_15_16 | 0 | 0 | 0 | 0 | 0 | 0 | 0 | 0 | 0 | 0 | 0 | 0 | 7.1079e-10 | -1.9308e-10 | -9.6527e-10 | -7.1079e-10 | 1.9308e-10 | 9.6527e-10 | -3.0916e-11 | 1.3935e-09 | -2.8572e-10 | 3.0916e-11 | -1.3935e-09 | 2.8572e-10 | 0 | 0 | 0 | 0 | 0 | 0 | 1.1354 | 1.0067 | 0.90341 | 1.1354 | 1.0067 | 0.90341 | 0.20262 | -130.3555 | 122.354 | 0.20262 | -130.3555 | 122.354
Line15_16_17 | 0 | 0 | 0 | 0 | 0 | 0 | 0 | 0 | 0 | 0 | 0 | 0 | 3.5539e-10 | -9.654e-11 | -4.8264e-10 | -3.5539e-10 | 9.6541e-11 | 4.8264e-10 | -1.5458e-11 | 6.9673e-10 | -1.4286e-10 | 1.5458e-11 | -6.9673e-10 | 1.4286e-10 | 0 | 0 | 0 | 0 | 0 | 0 | 1.1354 | 1.0067 | 0.90341 | 1.1354 | 1.0067 | 0.90341 | 0.20262 | -130.3555 | 122.354 | 0.20262 | -130.3555 | 122.354
Line16_4_18 | 0 | 3.7716 | 3.7716 | 0 | 3.7716 | 3.7716 | 0 | 0.87101 | 0.87101 | 0 | 0.87101 | 0.87101 | 2.6364e-10 | 0.60096 | -0.31646 | -2.6364e-10 | -0.45871 | 0.45871 | -6.6497e-11 | 0.12599 | 0.443 | 6.6497e-11 | 0.15851 | -0.15851 | 0 | -160.0492 | 19.9508 | 0 | 19.9508 | -160.0492 | 1.1144 | 0.70495 | 0.62505 | 1.1144 | 0.5572 | 0.5572 | 0.88805 | -148.2089 | 145.4911 | 0.88805 | -179.1119 | -179.1119
Line17_5_19 | 0.12195 | 0.28528 | 0.2934 | 0.12195 | 0.28528 | 0.2934 | 0.028164 | 0.065882 | 0.067758 | 0.028164 | 0.065882 | 0.067758 | -0.0071346 | -0.045778 | 0.0048417 | 0.0072833 | 0.046592 | -0.0039809 | -0.030425 | -0.042448 | -0.056967 | 0.030722 | 0.044076 | 0.058688 | 103.7902 | 5.3841 | -150.3362 | -76.2098 | -174.6159 | 29.6638 | 1.1096 | 0.9476 | 0.84377 | 1.1211 | 0.97351 | 0.86813 | 0.59277 | -131.7772 | 124.5218 | 0.45324 | -131.2053 | 123.5443
Line1_1_3 | 0.099923 | 0.2363 | 0.24938 | 0.099923 | 0.2363 | 0.24938 | 0.023076 | 0.054571 | 0.057592 | 0.023076 | 0.054571 | 0.057592 | -0.0047219 | -0.038221 | 0.0040689 | 0.0048218 | 0.038779 | -0.0034469 | -0.024896 | -0.032705 | -0.04703 | 0.025095 | 0.033821 | 0.048274 | 101.4748 | 7.0658 | -149.3875 | -78.5252 | -172.9342 | 30.6125 | 1.0981 | 0.9218 | 0.81966 | 1.1074 | 0.94292 | 0.84034 | 0.73522 | -132.3812 | 125.5572 | 0.59871 | -131.8406 | 124.6967
Line2_1_4 | 0.17123 | 3.2049 | 3.2539 | 0.17123 | 3.2049 | 3.2539 | 0.039543 | 0.74015 | 0.75146 | 0.039543 | 0.74015 | 0.75146 | -0.026068 | 0.6176 | -0.16975 | 0.026361 | -0.51488 | 0.27563 | -0.034726 | 0.28993 | 0.59209 | 0.035313 | -0.084499 | -0.38033 | 127.6293 | -157.5288 | 19.5598 | -52.3707 | 22.4712 | -160.4402 | 1.0981 | 0.9218 | 0.81966 | 1.1144 | 0.70495 | 0.62505 | 0.73522 | -132.3812 | 125.5572 | 0.88805 | -148.2089 | 145.4911
Line3_1_5 | 0.12195 | 0.28528 | 0.2934 | 0.12195 | 0.28528 | 0.2934 | 0.028164 | 0.065882 | 0.067758 | 0.028164 | 0.065882 | 0.067758 | -0.0069858 | -0.044964 | 0.0057026 | 0.0071346 | 0.045778 | -0.0048417 | -0.030127 | -0.040821 | -0.055245 | 0.030425 | 0.042448 | 0.056967 | 103.7902 | 5.3841 | -150.3362 | -76.2098 | -174.6159 | 29.6638 | 1.0981 | 0.9218 | 0.81966 | 1.1096 | 0.9476 | 0.84377 | 0.73522 | -132.3812 | 125.5572 | 0.59277 | -131.7772 | 124.5218
Line4_2_6 | 0.11353 | 0.26694 | 0.27713 | 0.11353 | 0.26694 | 0.27713 | 0.02622 | 0.061647 | 0.064001 | 0.02622 | 0.061647 | 0.064001 | -0.0062288 | -0.0432 | 0.0043089 | 0.0063577 | 0.043913 | -0.0035409 | -0.028396 | -0.039161 | -0.053749 | 0.028653 | 0.040586 | 0.055285 | 102.967 | 6.0085 | -149.9966 | -77.033 | -173.9915 | 30.0034 | 1.1087 | 0.94584 | 0.8425 | 1.1194 | 0.96998 | 0.86558 | 0.59458 | -131.7991 | 124.5869 | 0.45663 | -131.246 | 123.6681
Line5_6_7 | 0.11353 | 0.26694 | 0.27713 | 0.11353 | 0.26694 | 0.27713 | 0.02622 | 0.061647 | 0.064001 | 0.02622 | 0.061647 | 0.064001 | -0.0063577 | -0.043913 | 0.0035409 | 0.0064866 | 0.044625 | -0.0027729 | -0.028653 | -0.040586 | -0.055285 | 0.028911 | 0.042011 | 0.056821 | 102.967 | 6.0085 | -149.9966 | -77.033 | -173.9915 | 30.0034 | 1.1194 | 0.96998 | 0.86558 | 1.1301 | 0.9942 | 0.88887 | 0.45663 | -131.246 | 123.6681 | 0.32128 | -130.7197 | 122.7972
Line6_7_8 | 0 | 0 | 0 | 0 | 0 | 0 | 0 | 0 | 0 | 0 | 0 | 0 | 9.9544e-10 | -4.0987e-10 | -1.5632e-09 | -9.9544e-10 | 4.0987e-10 | 1.5632e-09 | -7.3188e-11 | 2.1359e-09 | -5.0102e-10 | 7.3188e-11 | -2.1359e-09 | 5.0102e-10 | 0 | 0 | 0 | 0 | 0 | 0 | 1.1301 | 0.9942 | 0.88887 | 1.1301 | 0.9942 | 0.88887 | 0.32128 | -130.7197 | 122.7972 | 0.32128 | -130.7197 | 122.7972
Line7_8_9 | 0 | 0 | 0 | 0 | 0 | 0 | 0 | 0 | 0 | 0 | 0 | 0 | 3.3181e-10 | -1.3662e-10 | -5.2108e-10 | -3.3181e-10 | 1.3662e-10 | 5.2108e-10 | -2.4396e-11 | 7.1196e-10 | -1.6701e-10 | 2.4396e-11 | -7.1196e-10 | 1.6701e-10 | 0 | 0 | 0 | 0 | 0 | 0 | 1.1301 | 0.9942 | 0.88887 | 1.1301 | 0.9942 | 0.88887 | 0.32128 | -130.7197 | 122.7972 | 0.32128 | -130.7197 | 122.7972
Line8_8_10 | 0 | 0 | 0 | 0 | 0 | 0 | 0 | 0 | 0 | 0 | 0 | 0 | 3.3181e-10 | -1.3662e-10 | -5.2108e-10 | -3.3181e-10 | 1.3662e-10 | 5.2108e-10 | -2.4396e-11 | 7.1196e-10 | -1.6701e-10 | 2.4396e-11 | -7.1196e-10 | 1.6701e-10 | 0 | 0 | 0 | 0 | 0 | 0 | 1.1301 | 0.9942 | 0.88887 | 1.1301 | 0.9942 | 0.88887 | 0.32128 | -130.7197 | 122.7972 | 0.32128 | -130.7197 | 122.7972
Line9_3_11 | 0.099923 | 0.2363 | 0.24938 | 0.099923 | 0.2363 | 0.24938 | 0.023076 | 0.054571 | 0.057592 | 0.023076 | 0.054571 | 0.057592 | -0.0048218 | -0.038779 | 0.0034469 | 0.0049216 | 0.039337 | -0.002825 | -0.025095 | -0.033821 | -0.048274 | 0.025295 | 0.034938 | 0.049518 | 101.4748 | 7.0658 | -149.3875 | -78.5252 | -172.9342 | 30.6125 | 1.1074 | 0.94292 | 0.84034 | 1.1167 | 0.96412 | 0.8612 | 0.59871 | -131.8406 | 124.6967 | 0.46447 | -131.3238 | 123.8777

## LL_max_10
name | pf_ikss_a_from_ka | pf_ikss_b_from_ka | pf_ikss_c_from_ka | pf_ikss_a_to_ka | pf_ikss_b_to_ka | pf_ikss_c_to_ka | pf_skss_a_from_mw | pf_skss_b_from_mw | pf_skss_c_from_mw | pf_skss_a_to_mw | pf_skss_b_to_mw | pf_skss_c_to_mw | pf_p_a_from_mw | pf_p_b_from_mw | pf_p_c_from_mw | pf_p_a_to_mw | pf_p_b_to_mw | pf_p_c_to_mw | pf_q_a_from_mvar | pf_q_b_from_mvar | pf_q_c_from_mvar | pf_q_a_to_mvar | pf_q_b_to_mvar | pf_q_c_to_mvar | pf_ikss_a_from_degree | pf_ikss_b_from_degree | pf_ikss_c_from_degree | pf_ikss_a_to_degree | pf_ikss_b_to_degree | pf_ikss_c_to_degree | pf_vm_a_from_pu | pf_vm_b_from_pu | pf_vm_c_from_pu | pf_vm_a_to_pu | pf_vm_b_to_pu | pf_vm_c_to_pu | pf_va_a_from_degree | pf_va_b_from_degree | pf_va_c_from_degree | pf_va_a_to_degree | pf_va_b_to_degree | pf_va_c_to_degree
Line0_1_2 | 0.11463 | 0.27519 | 0.28453 | 0.11463 | 0.27519 | 0.28453 | 0.026472 | 0.063554 | 0.065709 | 0.026472 | 0.063554 | 0.065709 | -0.0066939 | -0.046088 | 0.0059101 | 0.0068253 | 0.046846 | -0.0051006 | -0.029718 | -0.039963 | -0.055537 | 0.029981 | 0.041477 | 0.057156 | 103.446 | 6.2376 | -150.2036 | -76.554 | -173.7624 | 29.7964 | 1.1507 | 0.95984 | 0.84998 | 1.1615 | 0.98451 | 0.8733 | 0.75217 | -132.8341 | 125.8708 | 0.62092 | -132.2405 | 124.8959
Line10_11_12 | 0.10124 | 0.2447 | 0.25706 | 0.10124 | 0.2447 | 0.25706 | 0.023381 | 0.056511 | 0.059366 | 0.023381 | 0.056511 | 0.059366 | -0.0054388 | -0.042821 | 0.0034932 | 0.0055413 | 0.04342 | -0.0028324 | -0.026801 | -0.037176 | -0.052873 | 0.027006 | 0.038373 | 0.054194 | 101.9695 | 7.2836 | -149.6046 | -78.0305 | -172.7164 | 30.3954 | 1.1696 | 1.0035 | 0.89256 | 1.1791 | 1.0254 | 0.91413 | 0.49798 | -131.7529 | 124.1753 | 0.37394 | -131.2468 | 123.3871
Line11_12_13 | 0.10124 | 0.2447 | 0.25706 | 0.10124 | 0.2447 | 0.25706 | 0.023381 | 0.056511 | 0.059366 | 0.023381 | 0.056511 | 0.059366 | -0.0055413 | -0.04342 | 0.0028324 | 0.0056438 | 0.044018 | -0.0021715 | -0.027006 | -0.038373 | -0.054194 | 0.027211 | 0.039571 | 0.055516 | 101.9695 | 7.2836 | -149.6046 | -78.0305 | -172.7164 | 30.3954 | 1.1791 | 1.0254 | 0.91413 | 1.1886 | 1.0474 | 0.93586 | 0.37394 | -131.2468 | 123.3871 | 0.25188 | -130.762 | 122.6354
Line12_13_15 | 0 | 0 | 0 | 0 | 0 | 0 | 0 | 0 | 0 | 0 | 0 | 0 | 1.1583e-09 | -3.8309e-10 | -1.6777e-09 | -1.1583e-09 | 3.8309e-10 | 1.6777e-09 | -6.3225e-11 | 2.3665e-09 | -5.2068e-10 | 6.3225e-11 | -2.3665e-09 | 5.2068e-10 | 0 | 0 | 0 | 0 | 0 | 0 | 1.1886 | 1.0474 | 0.93586 | 1.1886 | 1.0474 | 0.93586 | 0.25188 | -130.762 | 122.6354 | 0.25188 | -130.762 | 122.6354
Line13_13_14 | 0.10124 | 0.2447 | 0.25706 | 0.10124 | 0.2447 | 0.25706 | 0.023381 | 0.056511 | 0.059366 | 0.023381 | 0.056511 | 0.059366 | -0.0056438 | -0.044018 | 0.0021715 | 0.0057463 | 0.044617 | -0.0015107 | -0.027211 | -0.039571 | -0.055516 | 0.027416 | 0.040768 | 0.056837 | 101.9695 | 7.2836 | -149.6046 | -78.0305 | -172.7164 | 30.3954 | 1.1886 | 1.0474 | 0.93586 | 1.1981 | 1.0695 | 0.95775 | 0.25188 | -130.762 | 122.6354 | 0.13175 | -130.2972 | 121.918
Line14_15_16 | 0 | 0 | 0 | 0 | 0 | 0 | 0 | 0 | 0 | 0 | 0 | 0 | 7.722e-10 | -2.5539e-10 | -1.1185e-09 | -7.722e-10 | 2.5539e-10 | 1.1185e-09 | -4.215e-11 | 1.5777e-09 | -3.4712e-10 | 4.215e-11 | -1.5777e-09 | 3.4712e-10 | 0 | 0 | 0 | 0 | 0 | 0 | 1.1886 | 1.0474 | 0.93586 | 1.1886 | 1.0474 | 0.93586 | 0.25188 | -130.762 | 122.6354 | 0.25188 | -130.762 | 122.6354
Line15_16_17 | 0 | 0 | 0 | 0 | 0 | 0 | 0 | 0 | 0 | 0 | 0 | 0 | 3.861e-10 | -1.277e-10 | -5.5925e-10 | -3.861e-10 | 1.277e-10 | 5.5925e-10 | -2.1075e-11 | 7.8885e-10 | -1.7356e-10 | 2.1075e-11 | -7.8885e-10 | 1.7356e-10 | 0 | 0 | 0 | 0 | 0 | 0 | 1.1886 | 1.0474 | 0.93586 | 1.1886 | 1.0474 | 0.93586 | 0.25188 | -130.762 | 122.6354 | 0.25188 | -130.762 | 122.6354
Line16_4_18 | 0 | 3.8917 | 3.8917 | 0 | 3.8917 | 3.8917 | 0 | 0.89876 | 0.89876 | 0 | 0.89876 | 0.89876 | 2.877e-10 | 0.64773 | -0.34482 | -2.877e-10 | -0.49627 | 0.49627 | -7.3698e-11 | 0.13326 | 0.47256 | 7.3698e-11 | 0.16965 | -0.16965 | 0 | -160.2299 | 19.7701 | 0 | 19.7701 | -160.2299 | 1.1671 | 0.73579 | 0.65089 | 1.1671 | 0.58355 | 0.58355 | 0.89707 | -148.6042 | 145.8872 | 0.89707 | -179.1029 | -179.1029
Line17_5_19 | 0.12286 | 0.29332 | 0.30052 | 0.12286 | 0.29332 | 0.30052 | 0.028373 | 0.067739 | 0.069403 | 0.028373 | 0.067739 | 0.069403 | -0.0077739 | -0.049525 | 0.0056797 | 0.0079248 | 0.050385 | -0.0047765 | -0.032049 | -0.044839 | -0.060429 | 0.032351 | 0.04656 | 0.062235 | 104.2542 | 5.624 | -150.5362 | -75.7458 | -174.376 | 29.4638 | 1.1623 | 0.98625 | 0.87453 | 1.1739 | 1.0128 | 0.89936 | 0.61963 | -132.2189 | 124.8332 | 0.48972 | -131.6358 | 123.8526
Line1_1_3 | 0.10124 | 0.2447 | 0.25706 | 0.10124 | 0.2447 | 0.25706 | 0.023381 | 0.056511 | 0.059366 | 0.023381 | 0.056511 | 0.059366 | -0.0052338 | -0.041623 | 0.0048148 | 0.0053363 | 0.042222 | -0.004154 | -0.026391 | -0.034781 | -0.050229 | 0.026596 | 0.035978 | 0.051551 | 101.9695 | 7.2836 | -149.6046 | -78.0305 | -172.7164 | 30.3954 | 1.1507 | 0.95984 | 0.84998 | 1.1602 | 0.98161 | 0.87117 | 0.75217 | -132.8341 | 125.8708 | 0.62404 | -132.2815 | 125.0023
Line2_1_4 | 0.17176 | 3.3205 | 3.37 | 0.17176 | 3.3205 | 3.37 | 0.039666 | 0.76684 | 0.77828 | 0.039666 | 0.76684 | 0.77828 | -0.027334 | 0.66722 | -0.18783 | 0.027629 | -0.55696 | 0.30141 | -0.036555 | 0.31076 | 0.63429 | 0.037145 | -0.090245 | -0.40714 | 127.5402 | -157.8079 | 19.3749 | -52.4598 | 22.1921 | -160.6251 | 1.1507 | 0.95984 | 0.84998 | 1.1671 | 0.73579 | 0.65089 | 0.75217 | -132.8341 | 125.8708 | 0.89707 | -148.6042 | 145.8872
Line3_1_5 | 0.12286 | 0.29332 | 0.30052 | 0.12286 | 0.29332 | 0.30052 | 0.028373 | 0.067739 | 0.069403 | 0.028373 | 0.067739 | 0.069403 | -0.007623 | -0.048665 | 0.0065828 | 0.0077739 | 0.049525 | -0.0056797 | -0.031747 | -0.043118 | -0.058623 | 0.032049 | 0.044839 | 0.060429 | 104.2542 | 5.624 | -150.5362 | -75.7458 | -174.376 | 29.4638 | 1.1507 | 0.95984 | 0.84998 | 1.1623 | 0.98625 | 0.87453 | 0.75217 | -132.8341 | 125.8708 | 0.61963 | -132.2189 | 124.8332
Line4_2_6 | 0.11463 | 0.27519 | 0.28453 | 0.11463 | 0.27519 | 0.28453 | 0.026472 | 0.063554 | 0.065709 | 0.026472 | 0.063554 | 0.065709 | -0.0068253 | -0.046846 | 0.0051006 | 0.0069567 | 0.047603 | -0.004291 | -0.029981 | -0.041477 | -0.057156 | 0.030243 | 0.042992 | 0.058775 | 103.446 | 6.2376 | -150.2036 | -76.554 | -173.7624 | 29.7964 | 1.1615 | 0.98451 | 0.8733 | 1.1723 | 1.0093 | 0.89687 | 0.62092 | -132.2405 | 124.8959 | 0.49207 | -131.676 | 123.972
Line5_6_7 | 0.11463 | 0.27519 | 0.28453 | 0.11463 | 0.27519 | 0.28453 | 0.026472 | 0.063554 | 0.065709 | 0.026472 | 0.063554 | 0.065709 | -0.0069567 | -0.047603 | 0.004291 | 0.0070881 | 0.04836 | -0.0034815 | -0.030243 | -0.042992 | -0.058775 | 0.030506 | 0.044507 | 0.060394 | 103.446 | 6.2376 | -150.2036 | -76.554 | -173.7624 | 29.7964 | 1.1723 | 1.0093 | 0.89687 | 1.1831 | 1.0341 | 0.92065 | 0.49207 | -131.676 | 123.972 | 0.36558 | -131.1385 | 123.0956
Line6_7_8 | 0 | 0 | 0 | 0 | 0 | 0 | 0 | 0 | 0 | 0 | 0 | 0 | 1.0814e-09 | -5.1347e-10 | -1.8e-09 | -1.0814e-09 | 5.1347e-10 | 1.8e-09 | -9.1339e-11 | 2.4173e-09 | -6.0158e-10 | 9.1339e-11 | -2.4173e-09 | 6.0158e-10 | 0 | 0 | 0 | 0 | 0 | 0 | 1.1831 | 1.0341 | 0.92065 | 1.1831 | 1.0341 | 0.92065 | 0.36558 | -131.1385 | 123.0956 | 0.36558 | -131.1385 | 123.0956
Line7_8_9 | 0 | 0 | 0 | 0 | 0 | 0 | 0 | 0 | 0 | 0 | 0 | 0 | 3.6048e-10 | -1.7116e-10 | -6.0001e-10 | -3.6048e-10 | 1.7116e-10 | 6.0001e-10 | -3.0446e-11 | 8.0577e-10 | -2.0052e-10 | 3.0446e-11 | -8.0577e-10 | 2.0053e-10 | 0 | 0 | 0 | 0 | 0 | 0 | 1.1831 | 1.0341 | 0.92065 | 1.1831 | 1.0341 | 0.92065 | 0.36558 | -131.1385 | 123.0956 | 0.36558 | -131.1385 | 123.0956
Line8_8_10 | 0 | 0 | 0 | 0 | 0 | 0 | 0 | 0 | 0 | 0 | 0 | 0 | 3.6048e-10 | -1.7116e-10 | -6.0001e-10 | -3.6048e-10 | 1.7116e-10 | 6.0001e-10 | -3.0446e-11 | 8.0577e-10 | -2.0052e-10 | 3.0446e-11 | -8.0577e-10 | 2.0053e-10 | 0 | 0 | 0 | 0 | 0 | 0 | 1.1831 | 1.0341 | 0.92065 | 1.1831 | 1.0341 | 0.92065 | 0.36558 | -131.1385 | 123.0956 | 0.36558 | -131.1385 | 123.0956
Line9_3_11 | 0.10124 | 0.2447 | 0.25706 | 0.10124 | 0.2447 | 0.25706 | 0.023381 | 0.056511 | 0.059366 | 0.023381 | 0.056511 | 0.059366 | -0.0053363 | -0.042222 | 0.004154 | 0.0054388 | 0.042821 | -0.0034932 | -0.026596 | -0.035978 | -0.051551 | 0.026801 | 0.037176 | 0.052873 | 101.9695 | 7.2836 | -149.6046 | -78.0305 | -172.7164 | 30.3954 | 1.1602 | 0.98161 | 0.87117 | 1.1696 | 1.0035 | 0.89256 | 0.62404 | -132.2815 | 125.0023 | 0.49798 | -131.7529 | 124.1753

## LL_max_fault_6
name | pf_ikss_a_from_ka | pf_ikss_b_from_ka | pf_ikss_c_from_ka | pf_ikss_a_to_ka | pf_ikss_b_to_ka | pf_ikss_c_to_ka | pf_skss_a_from_mw | pf_skss_b_from_mw | pf_skss_c_from_mw | pf_skss_a_to_mw | pf_skss_b_to_mw | pf_skss_c_to_mw | pf_p_a_from_mw | pf_p_b_from_mw | pf_p_c_from_mw | pf_p_a_to_mw | pf_p_b_to_mw | pf_p_c_to_mw | pf_q_a_from_mvar | pf_q_b_from_mvar | pf_q_c_from_mvar | pf_q_a_to_mvar | pf_q_b_to_mvar | pf_q_c_to_mvar | pf_ikss_a_from_degree | pf_ikss_b_from_degree | pf_ikss_c_from_degree | pf_ikss_a_to_degree | pf_ikss_b_to_degree | pf_ikss_c_to_degree | pf_vm_a_from_pu | pf_vm_b_from_pu | pf_vm_c_from_pu | pf_vm_a_to_pu | pf_vm_b_to_pu | pf_vm_c_to_pu | pf_va_a_from_degree | pf_va_b_from_degree | pf_va_c_from_degree | pf_va_a_to_degree | pf_va_b_to_degree | pf_va_c_to_degree
Line0_1_2 | 0.11279 | 0.11365 | 0.11548 | 0.11279 | 0.11365 | 0.11548 | 0.026047 | 0.026245 | 0.026669 | 0.026047 | 0.026245 | 0.026669 | -0.0016388 | -0.0024304 | -0.0018469 | 0.001766 | 0.0025596 | 0.0019803 | -0.028504 | -0.028626 | -0.029051 | 0.028759 | 0.028884 | 0.029317 | 93.4017 | -25.2715 | -146.3008 | -86.5983 | 154.7285 | 33.6992 | 1.0961 | 1.0946 | 1.0915 | 1.1062 | 1.1049 | 1.1018 | 0.11112 | -120.1244 | 120.0614 | -0.11239 | -120.3355 | 119.8349
Line10_11_12 | 0.10058 | 0.10125 | 0.10299 | 0.10058 | 0.10125 | 0.10299 | 0.023228 | 0.023384 | 0.023785 | 0.023228 | 0.023384 | 0.023785 | -0.0015555 | -0.0022786 | -0.0017771 | 0.0016566 | 0.0023811 | 0.0018831 | -0.02583 | -0.025923 | -0.026338 | 0.026032 | 0.026128 | 0.02655 | 93.1576 | -25.4779 | -146.4827 | -86.8424 | 154.5221 | 33.5173 | 1.114 | 1.1129 | 1.1099 | 1.123 | 1.122 | 1.1191 | -0.28863 | -120.5012 | 119.6573 | -0.48372 | -120.685 | 119.4602
Line11_12_13 | 0.10058 | 0.10125 | 0.10299 | 0.10058 | 0.10125 | 0.10299 | 0.023228 | 0.023384 | 0.023785 | 0.023228 | 0.023384 | 0.023785 | -0.0016566 | -0.0023811 | -0.0018831 | 0.0017578 | 0.0024836 | 0.0019892 | -0.026032 | -0.026128 | -0.02655 | 0.026234 | 0.026333 | 0.026763 | 93.1576 | -25.4779 | -146.4827 | -86.8424 | 154.5221 | 33.5173 | 1.123 | 1.122 | 1.1191 | 1.132 | 1.1311 | 1.1283 | -0.48372 | -120.685 | 119.4602 | -0.67572 | -120.8659 | 119.2664
Line12_13_15 | 0 | 0 | 0 | 0 | 0 | 0 | 0 | 0 | 0 | 0 | 0 | 0 | 1.0214e-09 | 1.0107e-09 | 9.7264e-10 | -1.0214e-09 | -1.0107e-09 | -9.7264e-10 | 1.5419e-10 | 1.9743e-10 | 1.6686e-10 | -1.5419e-10 | -1.9743e-10 | -1.6686e-10 | 0 | 0 | 0 | 0 | 0 | 0 | 1.132 | 1.1311 | 1.1283 | 1.132 | 1.1311 | 1.1283 | -0.67572 | -120.8659 | 119.2664 | -0.67572 | -120.8659 | 119.2664
Line13_13_14 | 0.10058 | 0.10125 | 0.10299 | 0.10058 | 0.10125 | 0.10299 | 0.023228 | 0.023384 | 0.023785 | 0.023228 | 0.023384 | 0.023785 | -0.0017578 | -0.0024836 | -0.0019892 | 0.001859 | 0.0025862 | 0.0020953 | -0.026234 | -0.026333 | -0.026763 | 0.026437 | 0.026538 | 0.026975 | 93.1576 | -25.4779 | -146.4827 | -86.8424 | 154.5221 | 33.5173 | 1.132 | 1.1311 | 1.1283 | 1.1409 | 1.1403 | 1.1375 | -0.67572 | -120.8659 | 119.2664 | -0.8647 | -121.0438 | 119.0757
Line14_15_16 | 0 | 0 | 0 | 0 | 0 | 0 | 0 | 0 | 0 | 0 | 0 | 0 | 6.8094e-10 | 6.7382e-10 | 6.4843e-10 | -6.8094e-10 | -6.7382e-10 | -6.4843e-10 | 1.0279e-10 | 1.3162e-10 | 1.1124e-10 | -1.0279e-10 | -1.3162e-10 | -1.1124e-10 | 0 | 0 | 0 | 0 | 0 | 0 | 1.132 | 1.1311 | 1.1283 | 1.132 | 1.1311 | 1.1283 | -0.67572 | -120.8659 | 119.2664 | -0.67572 | -120.8659 | 119.2664
Line15_16_17 | 0 | 0 | 0 | 0 | 0 | 0 | 0 | 0 | 0 | 0 | 0 | 0 | 3.4047e-10 | 3.3691e-10 | 3.2421e-10 | -3.4047e-10 | -3.3691e-10 | -3.2421e-10 | 5.1395e-11 | 6.5809e-11 | 5.5619e-11 | -5.1395e-11 | -6.581e-11 | -5.5619e-11 | 0 | 0 | 0 | 0 | 0 | 0 | 1.132 | 1.1311 | 1.1283 | 1.132 | 1.1311 | 1.1283 | -0.67572 | -120.8659 | 119.2664 | -0.67572 | -120.8659 | 119.2664
Line16_4_18 | 0 | 0.061767 | 0.061767 | 0 | 0.061767 | 0.061767 | 0 | 0.014265 | 0.014265 | 0 | 0.014265 | 0.014265 | 2.3711e-10 | 0.015206 | 0.0039464 | -2.3711e-10 | -0.015168 | -0.0039082 | -1.1446e-12 | 0.004065 | 0.015164 | 1.1446e-12 | -0.0039887 | -0.015087 | 0 | -135.3973 | 44.6027 | 0 | 44.6027 | -135.3973 | 1.1083 | 1.1034 | 1.0984 | 1.1083 | 1.0995 | 1.0926 | 0.015368 | -120.4303 | 120.015 | 0.015368 | -120.6636 | 120.08
Line17_5_19 | 0.12007 | 0.12104 | 0.12292 | 0.12007 | 0.12104 | 0.12292 | 0.027729 | 0.027953 | 0.028388 | 0.027729 | 0.027953 | 0.028388 | -0.0019664 | -0.0028005 | -0.0021768 | 0.0021106 | 0.002947 | 0.0023279 | -0.030628 | -0.030776 | -0.031221 | 0.030916 | 0.031069 | 0.031523 | 93.5482 | -25.1486 | -146.1902 | -86.4518 | 154.8514 | 33.8098 | 1.1068 | 1.1055 | 1.1025 | 1.1176 | 1.1165 | 1.1135 | -0.12526 | -120.3478 | 119.8215 | -0.35711 | -120.567 | 119.5864
Line1_1_3 | 0.10058 | 0.10125 | 0.10299 | 0.10058 | 0.10125 | 0.10299 | 0.023228 | 0.023384 | 0.023785 | 0.023228 | 0.023384 | 0.023785 | -0.0013532 | -0.0020735 | -0.0015649 | 0.0014543 | 0.0021761 | 0.001671 | -0.025425 | -0.025513 | -0.025914 | 0.025627 | 0.025718 | 0.026126 | 93.1576 | -25.4779 | -146.4828 | -86.8424 | 154.5221 | 33.5172 | 1.0961 | 1.0946 | 1.0915 | 1.1051 | 1.1037 | 1.1007 | 0.11112 | -120.1244 | 120.0614 | -0.090371 | -120.3143 | 119.8577
Line2_1_4 | 0.12756 | 0.1092 | 0.072396 | 0.12756 | 0.1092 | 0.072396 | 0.029458 | 0.025218 | 0.016719 | 0.029458 | 0.025218 | 0.016719 | -0.0099459 | 0.0035112 | -0.0060211 | 0.010109 | -0.003392 | 0.0060735 | -0.03072 | -0.02738 | -0.017227 | 0.031046 | 0.027618 | 0.017332 | 108.051 | -37.4321 | -130.6731 | -71.949 | 142.5679 | 49.3269 | 1.0961 | 1.0946 | 1.0915 | 1.1083 | 1.1034 | 1.0984 | 0.11112 | -120.1244 | 120.0614 | 0.015368 | -120.4303 | 120.015
Line3_1_5 | 0.12007 | 0.12104 | 0.12292 | 0.12007 | 0.12104 | 0.12292 | 0.027729 | 0.027953 | 0.028388 | 0.027729 | 0.027953 | 0.028388 | -0.0018222 | -0.002654 | -0.0020257 | 0.0019664 | 0.0028005 | 0.0021768 | -0.03034 | -0.030483 | -0.030919 | 0.030628 | 0.030776 | 0.031221 | 93.5482 | -25.1486 | -146.1902 | -86.4518 | 154.8514 | 33.8098 | 1.0961 | 1.0946 | 1.0915 | 1.1068 | 1.1055 | 1.1025 | 0.11112 | -120.1244 | 120.0614 | -0.12526 | -120.3478 | 119.8215
Line4_2_6 | 0.11279 | 0.11365 | 0.11548 | 0.11279 | 0.11365 | 0.11548 | 0.026047 | 0.026245 | 0.026669 | 0.026047 | 0.026245 | 0.026669 | -0.001766 | -0.0025596 | -0.0019803 | 0.0018933 | 0.0026887 | 0.0021137 | -0.028759 | -0.028884 | -0.029317 | 0.029013 | 0.029143 | 0.029584 | 93.4017 | -25.2715 | -146.3008 | -86.5983 | 154.7285 | 33.6992 | 1.1062 | 1.1049 | 1.1018 | 1.1162 | 1.1151 | 1.1121 | -0.11239 | -120.3355 | 119.8349 | -0.33188 | -120.5427 | 119.6126
Line5_6_7 | 0.11279 | 0.11365 | 0.11548 | 0.11279 | 0.11365 | 0.11548 | 0.026047 | 0.026245 | 0.026669 | 0.026047 | 0.026245 | 0.026669 | -0.0018933 | -0.0026887 | -0.0021137 | 0.0020205 | 0.0028179 | 0.002247 | -0.029013 | -0.029143 | -0.029584 | 0.029267 | 0.029401 | 0.029851 | 93.4017 | -25.2715 | -146.3008 | -86.5983 | 154.7285 | 33.6992 | 1.1162 | 1.1151 | 1.1121 | 1.1263 | 1.1254 | 1.1225 | -0.33188 | -120.5427 | 119.6126 | -0.54744 | -120.7461 | 119.3944
Line6_7_8 | 0 | 0 | 0 | 0 | 0 | 0 | 0 | 0 | 0 | 0 | 0 | 0 | 9.4594e-10 | 9.3416e-10 | 8.9534e-10 | -9.4594e-10 | -9.3416e-10 | -8.9534e-10 | 1.2429e-10 | 1.6926e-10 | 1.3704e-10 | -1.2429e-10 | -1.6926e-10 | -1.3704e-10 | 0 | 0 | 0 | 0 | 0 | 0 | 1.1263 | 1.1254 | 1.1225 | 1.1263 | 1.1254 | 1.1225 | -0.54744 | -120.7461 | 119.3944 | -0.54744 | -120.7461 | 119.3944
Line7_8_9 | 0 | 0 | 0 | 0 | 0 | 0 | 0 | 0 | 0 | 0 | 0 | 0 | 3.1531e-10 | 3.1139e-10 | 2.9845e-10 | -3.1531e-10 | -3.1139e-10 | -2.9845e-10 | 4.1431e-11 | 5.642e-11 | 4.5678e-11 | -4.1431e-11 | -5.642e-11 | -4.5678e-11 | 0 | 0 | 0 | 0 | 0 | 0 | 1.1263 | 1.1254 | 1.1225 | 1.1263 | 1.1254 | 1.1225 | -0.54744 | -120.7461 | 119.3944 | -0.54744 | -120.7461 | 119.3944
Line8_8_10 | 0 | 0 | 0 | 0 | 0 | 0 | 0 | 0 | 0 | 0 | 0 | 0 | 3.1531e-10 | 3.1139e-10 | 2.9845e-10 | -3.1531e-10 | -3.1139e-10 | -2.9845e-10 | 4.1431e-11 | 5.642e-11 | 4.5678e-11 | -4.1431e-11 | -5.642e-11 | -4.5679e-11 | 0 | 0 | 0 | 0 | 0 | 0 | 1.1263 | 1.1254 | 1.1225 | 1.1263 | 1.1254 | 1.1225 | -0.54744 | -120.7461 | 119.3944 | -0.54744 | -120.7461 | 119.3944
Line9_3_11 | 0.10058 | 0.10125 | 0.10299 | 0.10058 | 0.10125 | 0.10299 | 0.023228 | 0.023384 | 0.023785 | 0.023228 | 0.023384 | 0.023785 | -0.0014543 | -0.0021761 | -0.001671 | 0.0015555 | 0.0022786 | 0.0017771 | -0.025627 | -0.025718 | -0.026126 | 0.02583 | 0.025923 | 0.026338 | 93.1576 | -25.4779 | -146.4828 | -86.8424 | 154.5221 | 33.5172 | 1.1051 | 1.1037 | 1.1007 | 1.114 | 1.1129 | 1.1099 | -0.090371 | -120.3143 | 119.8577 | -0.28863 | -120.5012 | 119.6573

## LL_max_fault_10
name | pf_ikss_a_from_ka | pf_ikss_b_from_ka | pf_ikss_c_from_ka | pf_ikss_a_to_ka | pf_ikss_b_to_ka | pf_ikss_c_to_ka | pf_skss_a_from_mw | pf_skss_b_from_mw | pf_skss_c_from_mw | pf_skss_a_to_mw | pf_skss_b_to_mw | pf_skss_c_to_mw | pf_p_a_from_mw | pf_p_b_from_mw | pf_p_c_from_mw | pf_p_a_to_mw | pf_p_b_to_mw | pf_p_c_to_mw | pf_q_a_from_mvar | pf_q_b_from_mvar | pf_q_c_from_mvar | pf_q_a_to_mvar | pf_q_b_to_mvar | pf_q_c_to_mvar | pf_ikss_a_from_degree | pf_ikss_b_from_degree | pf_ikss_c_from_degree | pf_ikss_a_to_degree | pf_ikss_b_to_degree | pf_ikss_c_to_degree | pf_vm_a_from_pu | pf_vm_b_from_pu | pf_vm_c_from_pu | pf_vm_a_to_pu | pf_vm_b_to_pu | pf_vm_c_to_pu | pf_va_a_from_degree | pf_va_b_from_degree | pf_va_c_from_degree | pf_va_a_to_degree | pf_va_b_to_degree | pf_va_c_to_degree
Line0_1_2 | 0.11355 | 0.11447 | 0.1164 | 0.11355 | 0.11447 | 0.1164 | 0.026223 | 0.026435 | 0.026881 | 0.026223 | 0.026435 | 0.026881 | -0.0017586 | -0.0026335 | -0.0019858 | 0.0018876 | 0.0027645 | 0.0021213 | -0.030068 | -0.030206 | -0.030674 | 0.030326 | 0.030468 | 0.030945 | 93.4572 | -25.1541 | -146.2378 | -86.5428 | 154.8459 | 33.7622 | 1.1486 | 1.147 | 1.1435 | 1.1587 | 1.1573 | 1.1539 | 0.10988 | -120.1369 | 120.058 | -0.10444 | -120.3387 | 119.8406
Line10_11_12 | 0.10167 | 0.1024 | 0.10423 | 0.10167 | 0.1024 | 0.10423 | 0.02348 | 0.023649 | 0.024072 | 0.02348 | 0.023649 | 0.024072 | -0.0016683 | -0.0024704 | -0.0019105 | 0.0017716 | 0.0025753 | 0.0020192 | -0.027343 | -0.02745 | -0.027908 | 0.02755 | 0.027659 | 0.028126 | 93.2163 | -25.356 | -146.4153 | -86.7837 | 154.644 | 33.5847 | 1.1667 | 1.1654 | 1.1621 | 1.1758 | 1.1746 | 1.1714 | -0.27504 | -120.4987 | 119.6685 | -0.46305 | -120.6753 | 119.4784
Line11_12_13 | 0.10167 | 0.1024 | 0.10423 | 0.10167 | 0.1024 | 0.10423 | 0.02348 | 0.023649 | 0.024072 | 0.02348 | 0.023649 | 0.024072 | -0.0017716 | -0.0025753 | -0.0020192 | 0.001875 | 0.0026802 | 0.0021278 | -0.02755 | -0.027659 | -0.028126 | 0.027757 | 0.027869 | 0.028343 | 93.2163 | -25.356 | -146.4153 | -86.7837 | 154.644 | 33.5847 | 1.1758 | 1.1746 | 1.1714 | 1.1848 | 1.1839 | 1.1808 | -0.46305 | -120.6753 | 119.4784 | -0.64819 | -120.8492 | 119.2913
Line12_13_15 | 0 | 0 | 0 | 0 | 0 | 0 | 0 | 0 | 0 | 0 | 0 | 0 | 1.1065e-09 | 1.0938e-09 | 1.0499e-09 | -1.1065e-09 | -1.0938e-09 | -1.0499e-09 | 1.6218e-10 | 2.1231e-10 | 1.767e-10 | -1.6218e-10 | -2.1231e-10 | -1.767e-10 | 0 | 0 | 0 | 0 | 0 | 0 | 1.1848 | 1.1839 | 1.1808 | 1.1848 | 1.1839 | 1.1808 | -0.64819 | -120.8492 | 119.2913 | -0.64819 | -120.8492 | 119.2913
Line13_13_14 | 0.10167 | 0.1024 | 0.10423 | 0.10167 | 0.1024 | 0.10423 | 0.02348 | 0.023649 | 0.024072 | 0.02348 | 0.023649 | 0.024072 | -0.001875 | -0.0026802 | -0.0021278 | 0.0019784 | 0.002785 | 0.0022365 | -0.027757 | -0.027869 | -0.028343 | 0.027964 | 0.028079 | 0.02856 | 93.2163 | -25.356 | -146.4153 | -86.7837 | 154.644 | 33.5847 | 1.1848 | 1.1839 | 1.1808 | 1.1939 | 1.1931 | 1.1901 | -0.64819 | -120.8492 | 119.2913 | -0.83051 | -121.0204 | 119.1072
Line14_15_16 | 0 | 0 | 0 | 0 | 0 | 0 | 0 | 0 | 0 | 0 | 0 | 0 | 7.3765e-10 | 7.2923e-10 | 6.9993e-10 | -7.3765e-10 | -7.2923e-10 | -6.9993e-10 | 1.0812e-10 | 1.4154e-10 | 1.178e-10 | -1.0812e-10 | -1.4154e-10 | -1.178e-10 | 0 | 0 | 0 | 0 | 0 | 0 | 1.1848 | 1.1839 | 1.1808 | 1.1848 | 1.1839 | 1.1808 | -0.64819 | -120.8492 | 119.2913 | -0.64819 | -120.8492 | 119.2913
Line15_16_17 | 0 | 0 | 0 | 0 | 0 | 0 | 0 | 0 | 0 | 0 | 0 | 0 | 3.6882e-10 | 3.6461e-10 | 3.4997e-10 | -3.6882e-10 | -3.6461e-10 | -3.4997e-10 | 5.4061e-11 | 7.0769e-11 | 5.8901e-11 | -5.4061e-11 | -7.0769e-11 | -5.8901e-11 | 0 | 0 | 0 | 0 | 0 | 0 | 1.1848 | 1.1839 | 1.1808 | 1.1848 | 1.1839 | 1.1808 | -0.64819 | -120.8492 | 119.2913 | -0.64819 | -120.8492 | 119.2913
Line16_4_18 | 0 | 0.064679 | 0.064679 | 0 | 0.064679 | 0.064679 | 0 | 0.014937 | 0.014937 | 0 | 0.014937 | 0.014937 | 2.5889e-10 | 0.016676 | 0.004325 | -2.5889e-10 | -0.016634 | -0.0042832 | -1.2832e-12 | 0.0044571 | 0.016627 | 1.2831e-12 | -0.0043734 | -0.016544 | 0 | -135.4059 | 44.5941 | 0 | 44.5941 | -135.4059 | 1.1608 | 1.1556 | 1.1502 | 1.1608 | 1.1514 | 1.1441 | 0.015702 | -120.4416 | 120.0136 | 0.015702 | -120.6749 | 120.0787
Line17_5_19 | 0.12059 | 0.12162 | 0.1236 | 0.12059 | 0.12162 | 0.1236 | 0.027848 | 0.028088 | 0.028544 | 0.027848 | 0.028088 | 0.028544 | -0.0020931 | -0.0030129 | -0.0023224 | 0.0022385 | 0.0031608 | 0.0024751 | -0.032218 | -0.032384 | -0.032873 | 0.032509 | 0.032679 | 0.033178 | 93.6008 | -25.0347 | -146.1306 | -86.3992 | 154.9653 | 33.8694 | 1.1594 | 1.1579 | 1.1545 | 1.1701 | 1.1689 | 1.1656 | -0.11627 | -120.3501 | 119.8283 | -0.33826 | -120.5593 | 119.6029
Line1_1_3 | 0.10167 | 0.1024 | 0.10423 | 0.10167 | 0.1024 | 0.10423 | 0.02348 | 0.023649 | 0.024072 | 0.02348 | 0.023649 | 0.024072 | -0.0014615 | -0.0022607 | -0.0016932 | 0.0015649 | 0.0023656 | 0.0018019 | -0.02693 | -0.02703 | -0.027474 | 0.027137 | 0.02724 | 0.027691 | 93.2163 | -25.356 | -146.4153 | -86.7837 | 154.644 | 33.5847 | 1.1486 | 1.147 | 1.1435 | 1.1576 | 1.1562 | 1.1528 | 0.10988 | -120.1369 | 120.058 | -0.084083 | -120.3192 | 119.8617
Line2_1_4 | 0.12777 | 0.1093 | 0.069857 | 0.12777 | 0.1093 | 0.069857 | 0.029508 | 0.025241 | 0.016133 | 0.029508 | 0.025241 | 0.016133 | -0.0103 | 0.0044977 | -0.0060028 | 0.010464 | -0.0043783 | 0.0060516 | -0.032289 | -0.028599 | -0.017444 | 0.032616 | 0.028838 | 0.017541 | 107.8028 | -39.0744 | -130.9525 | -72.1972 | 140.9256 | 49.0475 | 1.1486 | 1.147 | 1.1435 | 1.1608 | 1.1556 | 1.1502 | 0.10988 | -120.1369 | 120.058 | 0.015702 | -120.4416 | 120.0136
Line3_1_5 | 0.12059 | 0.12162 | 0.1236 | 0.12059 | 0.12162 | 0.1236 | 0.027848 | 0.028088 | 0.028544 | 0.027848 | 0.028088 | 0.028544 | -0.0019477 | -0.002865 | -0.0021696 | 0.0020931 | 0.0030129 | 0.0023224 | -0.031927 | -0.032088 | -0.032567 | 0.032218 | 0.032384 | 0.032873 | 93.6008 | -25.0347 | -146.1306 | -86.3992 | 154.9653 | 33.8694 | 1.1486 | 1.147 | 1.1435 | 1.1594 | 1.1579 | 1.1545 | 0.10988 | -120.1369 | 120.058 | -0.11627 | -120.3501 | 119.8283
Line4_2_6 | 0.11355 | 0.11447 | 0.1164 | 0.11355 | 0.11447 | 0.1164 | 0.026223 | 0.026435 | 0.026881 | 0.026223 | 0.026435 | 0.026881 | -0.0018876 | -0.0027645 | -0.0021213 | 0.0020165 | 0.0028956 | 0.0022568 | -0.030326 | -0.030468 | -0.030945 | 0.030584 | 0.03073 | 0.031216 | 93.4572 | -25.1541 | -146.2378 | -86.5428 | 154.8459 | 33.7622 | 1.1587 | 1.1573 | 1.1539 | 1.1688 | 1.1676 | 1.1643 | -0.10444 | -120.3387 | 119.8406 | -0.31505 | -120.537 | 119.6271
Line5_6_7 | 0.11355 | 0.11447 | 0.1164 | 0.11355 | 0.11447 | 0.1164 | 0.026223 | 0.026435 | 0.026881 | 0.026223 | 0.026435 | 0.026881 | -0.0020165 | -0.0028956 | -0.0022568 | 0.0021454 | 0.0030266 | 0.0023923 | -0.030584 | -0.03073 | -0.031216 | 0.030842 | 0.030992 | 0.031487 | 93.4572 | -25.1541 | -146.2378 | -86.5428 | 154.8459 | 33.7622 | 1.1688 | 1.1676 | 1.1643 | 1.179 | 1.1779 | 1.1747 | -0.31505 | -120.537 | 119.6271 | -0.52204 | -120.7318 | 119.4173
Line6_7_8 | 0 | 0 | 0 | 0 | 0 | 0 | 0 | 0 | 0 | 0 | 0 | 0 | 1.0249e-09 | 1.011e-09 | 9.663e-10 | -1.0249e-09 | -1.011e-09 | -9.663e-10 | 1.2998e-10 | 1.8203e-10 | 1.4455e-10 | -1.2998e-10 | -1.8203e-10 | -1.4455e-10 | 0 | 0 | 0 | 0 | 0 | 0 | 1.179 | 1.1779 | 1.1747 | 1.179 | 1.1779 | 1.1747 | -0.52204 | -120.7318 | 119.4173 | -0.52204 | -120.7318 | 119.4173
Line7_8_9 | 0 | 0 | 0 | 0 | 0 | 0 | 0 | 0 | 0 | 0 | 0 | 0 | 3.4164e-10 | 3.3701e-10 | 3.221e-10 | -3.4164e-10 | -3.3701e-10 | -3.221e-10 | 4.3326e-11 | 6.0678e-11 | 4.8183e-11 | -4.3326e-11 | -6.0678e-11 | -4.8183e-11 | 0 | 0 | 0 | 0 | 0 | 0 | 1.179 | 1.1779 | 1.1747 | 1.179 | 1.1779 | 1.1747 | -0.52204 | -120.7318 | 119.4173 | -0.52204 | -120.7318 | 119.4173
Line8_8_10 | 0 | 0 | 0 | 0 | 0 | 0 | 0 | 0 | 0 | 0 | 0 | 0 | 3.4164e-10 | 3.3701e-10 | 3.221e-10 | -3.4164e-10 | -3.3701e-10 | -3.221e-10 | 4.3326e-11 | 6.0678e-11 | 4.8183e-11 | -4.3326e-11 | -6.0678e-11 | -4.8183e-11 | 0 | 0 | 0 | 0 | 0 | 0 | 1.179 | 1.1779 | 1.1747 | 1.179 | 1.1779 | 1.1747 | -0.52204 | -120.7318 | 119.4173 | -0.52204 | -120.7318 | 119.4173
Line9_3_11 | 0.10167 | 0.1024 | 0.10423 | 0.10167 | 0.1024 | 0.10423 | 0.02348 | 0.023649 | 0.024072 | 0.02348 | 0.023649 | 0.024072 | -0.0015649 | -0.0023656 | -0.0018019 | 0.0016683 | 0.0024704 | 0.0019105 | -0.027137 | -0.02724 | -0.027691 | 0.027343 | 0.02745 | 0.027908 | 93.2163 | -25.356 | -146.4153 | -86.7837 | 154.644 | 33.5847 | 1.1576 | 1.1562 | 1.1528 | 1.1667 | 1.1654 | 1.1621 | -0.084083 | -120.3192 | 119.8617 | -0.27504 | -120.4987 | 119.6685

## LL_min_6
name | pf_ikss_a_from_ka | pf_ikss_b_from_ka | pf_ikss_c_from_ka | pf_ikss_a_to_ka | pf_ikss_b_to_ka | pf_ikss_c_to_ka | pf_skss_a_from_mw | pf_skss_b_from_mw | pf_skss_c_from_mw | pf_skss_a_to_mw | pf_skss_b_to_mw | pf_skss_c_to_mw | pf_p_a_from_mw | pf_p_b_from_mw | pf_p_c_from_mw | pf_p_a_to_mw | pf_p_b_to_mw | pf_p_c_to_mw | pf_q_a_from_mvar | pf_q_b_from_mvar | pf_q_c_from_mvar | pf_q_a_to_mvar | pf_q_b_to_mvar | pf_q_c_to_mvar | pf_ikss_a_from_degree | pf_ikss_b_from_degree | pf_ikss_c_from_degree | pf_ikss_a_to_degree | pf_ikss_b_to_degree | pf_ikss_c_to_degree | pf_vm_a_from_pu | pf_vm_b_from_pu | pf_vm_c_from_pu | pf_vm_a_to_pu | pf_vm_b_to_pu | pf_vm_c_to_pu | pf_va_a_from_degree | pf_va_b_from_degree | pf_va_c_from_degree | pf_va_a_to_degree | pf_va_b_to_degree | pf_va_c_to_degree
Line0_1_2 | 0.00072934 | 0.004314 | 0.0036502 | 0.00072934 | 0.004314 | 0.0036502 | 0.00016843 | 0.00099627 | 0.00084297 | 0.00016843 | 0.00099627 | 0.00084297 | -0.00015643 | -0.00082277 | -8.0468e-05 | 0.00015644 | 0.00082313 | 8.0724e-05 | 3.3694e-05 | -0.00014814 | -0.00057493 | -3.3683e-05 | 0.00014851 | 0.0005752 | -167.8214 | 34.5617 | -141.0746 | 12.1786 | -145.4383 | 38.9254 | 0.95001 | 0.83913 | 0.68868 | 0.95005 | 0.83955 | 0.68903 | 0.022878 | -135.2316 | 120.958 | 0.027372 | -135.2109 | 120.9366
Line10_11_12 | 0.00072496 | 0.0043004 | 0.0036399 | 0.00072496 | 0.0043004 | 0.0036399 | 0.00016742 | 0.00099313 | 0.0008406 | 0.00016742 | 0.00099313 | 0.0008406 | -0.00015537 | -0.00082122 | -8.1699e-05 | 0.00015538 | 0.00082157 | 8.1953e-05 | 3.4119e-05 | -0.00014656 | -0.00057371 | -3.4109e-05 | 0.00014693 | 0.00057397 | -167.5824 | 34.6908 | -140.9798 | 12.4176 | -145.3092 | 39.0202 | 0.9501 | 0.83996 | 0.68939 | 0.95014 | 0.84038 | 0.68974 | 0.031834 | -135.1901 | 120.9155 | 0.036312 | -135.1694 | 120.8943
Line11_12_13 | 0.00072496 | 0.0043004 | 0.0036399 | 0.00072496 | 0.0043004 | 0.0036399 | 0.00016742 | 0.00099313 | 0.0008406 | 0.00016742 | 0.00099313 | 0.0008406 | -0.00015538 | -0.00082157 | -8.1952e-05 | 0.00015539 | 0.00082193 | 8.2207e-05 | 3.4109e-05 | -0.00014693 | -0.00057397 | -3.4098e-05 | 0.0001473 | 0.00057424 | -167.5824 | 34.6908 | -140.9799 | 12.4176 | -145.3092 | 39.0201 | 0.95014 | 0.84038 | 0.68974 | 0.95019 | 0.8408 | 0.69009 | 0.036312 | -135.1694 | 120.8943 | 0.040789 | -135.1487 | 120.8732
Line12_13_15 | 0 | 0 | 0 | 0 | 0 | 0 | 0 | 0 | 0 | 0 | 0 | 0 | 1.9869e-12 | -7.0467e-10 | -1.9721e-09 | -1.9869e-12 | 7.0467e-10 | 1.9721e-09 | -7.0687e-12 | 2.2961e-09 | -1.099e-10 | 7.0687e-12 | -2.2961e-09 | 1.099e-10 | 0 | 0 | 0 | 0 | 0 | 0 | 0.95019 | 0.8408 | 0.69009 | 0.95019 | 0.8408 | 0.69009 | 0.040789 | -135.1487 | 120.8732 | 0.040789 | -135.1487 | 120.8732
Line13_13_14 | 0.00072496 | 0.0043004 | 0.0036399 | 0.00072496 | 0.0043004 | 0.0036399 | 0.00016742 | 0.00099313 | 0.0008406 | 0.00016742 | 0.00099313 | 0.0008406 | -0.00015539 | -0.00082193 | -8.2204e-05 | 0.0001554 | 0.00082228 | 8.2458e-05 | 3.4098e-05 | -0.00014731 | -0.00057424 | -3.4088e-05 | 0.00014768 | 0.0005745 | -167.5824 | 34.6905 | -140.9801 | 12.4176 | -145.3095 | 39.0199 | 0.95019 | 0.8408 | 0.69009 | 0.95024 | 0.84122 | 0.69045 | 0.040789 | -135.1487 | 120.8732 | 0.045265 | -135.128 | 120.852
Line14_15_16 | 0 | 0 | 0 | 0 | 0 | 0 | 0 | 0 | 0 | 0 | 0 | 0 | 1.3246e-12 | -4.6978e-10 | -1.3147e-09 | -1.3246e-12 | 4.6978e-10 | 1.3147e-09 | -4.7125e-12 | 1.5307e-09 | -7.3264e-11 | 4.7125e-12 | -1.5307e-09 | 7.3264e-11 | 0 | 0 | 0 | 0 | 0 | 0 | 0.95019 | 0.8408 | 0.69009 | 0.95019 | 0.8408 | 0.69009 | 0.040789 | -135.1487 | 120.8732 | 0.040789 | -135.1487 | 120.8732
Line15_16_17 | 0 | 0 | 0 | 0 | 0 | 0 | 0 | 0 | 0 | 0 | 0 | 0 | 6.6234e-13 | -2.3489e-10 | -6.5737e-10 | -6.6232e-13 | 2.3489e-10 | 6.5737e-10 | -2.3563e-12 | 7.6536e-10 | -3.6632e-11 | 2.3563e-12 | -7.6536e-10 | 3.6632e-11 | 0 | 0 | 0 | 0 | 0 | 0 | 0.95019 | 0.8408 | 0.69009 | 0.95019 | 0.8408 | 0.69009 | 0.040789 | -135.1487 | 120.8732 | 0.040789 | -135.1487 | 120.8732
Line16_4_18 | 0 | 2.5152 | 2.5152 | 0 | 2.5152 | 2.5152 | 0 | 0.58087 | 0.58087 | 0 | 0.58087 | 0.58087 | 5.2916e-13 | 0.35492 | -0.11199 | -5.2916e-13 | -0.23345 | 0.23345 | -1.6982e-12 | -0.020619 | 0.27367 | 1.6981e-12 | 0.14715 | -0.14715 | 0 | -147.7472 | 32.2528 | 0 | 32.2528 | -147.7472 | 0.95015 | 0.61204 | 0.50906 | 0.95015 | 0.47508 | 0.47508 | 0.029397 | -151.072 | 144.507 | 0.029397 | -179.9706 | -179.9706
Line17_5_19 | 0.00073154 | 0.0043208 | 0.0036553 | 0.00073154 | 0.0043208 | 0.0036553 | 0.00016894 | 0.00099784 | 0.00084416 | 0.00016894 | 0.00099784 | 0.00084416 | -0.00015698 | -0.00082426 | -8.0357e-05 | 0.00015699 | 0.00082462 | 8.0613e-05 | 3.3456e-05 | -0.00014968 | -0.00057607 | -3.3445e-05 | 0.00015006 | 0.00057634 | -167.9415 | 34.4966 | -141.1225 | 12.0585 | -145.5034 | 38.8775 | 0.95005 | 0.83955 | 0.68903 | 0.9501 | 0.83997 | 0.68939 | 0.02738 | -135.2109 | 120.9366 | 0.031881 | -135.1901 | 120.9152
Line1_1_3 | 0.00072496 | 0.0043004 | 0.0036399 | 0.00072496 | 0.0043004 | 0.0036399 | 0.00016742 | 0.00099313 | 0.0008406 | 0.00016742 | 0.00099313 | 0.0008406 | -0.00015535 | -0.00082051 | -8.1191e-05 | 0.00015536 | 0.00082086 | 8.1446e-05 | 3.414e-05 | -0.00014582 | -0.00057318 | -3.413e-05 | 0.00014619 | 0.00057344 | -167.5824 | 34.6909 | -140.9797 | 12.4176 | -145.3091 | 39.0203 | 0.95001 | 0.83913 | 0.68868 | 0.95005 | 0.83955 | 0.68903 | 0.022878 | -135.2316 | 120.958 | 0.027356 | -135.2109 | 120.9367
Line2_1_4 | 0.0014966 | 2.5069 | 2.508 | 0.0014966 | 2.5069 | 2.508 | 0.00034563 | 0.57894 | 0.5792 | 0.00034563 | 0.57894 | 0.5792 | -0.00032415 | 0.47438 | 0.0093073 | 0.00032419 | -0.35372 | 0.11146 | -5.2378e-05 | 0.10474 | 0.39877 | 5.2423e-05 | 0.020951 | -0.27297 | 170.8439 | -147.6823 | 32.295 | -9.1561 | 32.3177 | -147.705 | 0.95001 | 0.83913 | 0.68868 | 0.95015 | 0.61204 | 0.50906 | 0.022878 | -135.2316 | 120.958 | 0.029397 | -151.072 | 144.507
Line3_1_5 | 0.00073154 | 0.0043208 | 0.0036553 | 0.00073154 | 0.0043208 | 0.0036553 | 0.00016894 | 0.00099784 | 0.00084416 | 0.00016894 | 0.00099784 | 0.00084416 | -0.00015697 | -0.0008239 | -8.0101e-05 | 0.00015698 | 0.00082426 | 8.0357e-05 | 3.3467e-05 | -0.00014931 | -0.00057581 | -3.3456e-05 | 0.00014968 | 0.00057607 | -167.9415 | 34.4967 | -141.1224 | 12.0585 | -145.5033 | 38.8776 | 0.95001 | 0.83913 | 0.68868 | 0.95005 | 0.83955 | 0.68903 | 0.022878 | -135.2316 | 120.958 | 0.02738 | -135.2109 | 120.9366
Line4_2_6 | 0.00072934 | 0.004314 | 0.0036502 | 0.00072934 | 0.004314 | 0.0036502 | 0.00016843 | 0.00099627 | 0.00084297 | 0.00016843 | 0.00099627 | 0.00084297 | -0.00015644 | -0.00082312 | -8.0723e-05 | 0.00015645 | 0.00082348 | 8.0979e-05 | 3.3683e-05 | -0.00014851 | -0.0005752 | -3.3673e-05 | 0.00014888 | 0.00057546 | -167.8214 | 34.5617 | -141.0746 | 12.1786 | -145.4383 | 38.9254 | 0.95005 | 0.83955 | 0.68903 | 0.9501 | 0.83997 | 0.68939 | 0.027372 | -135.2109 | 120.9366 | 0.031865 | -135.1901 | 120.9153
Line5_6_7 | 0.00072934 | 0.004314 | 0.0036502 | 0.00072934 | 0.004314 | 0.0036502 | 0.00016843 | 0.00099627 | 0.00084297 | 0.00016843 | 0.00099627 | 0.00084297 | -0.00015645 | -0.00082348 | -8.0978e-05 | 0.00015646 | 0.00082384 | 8.1234e-05 | 3.3673e-05 | -0.00014888 | -0.00057546 | -3.3662e-05 | 0.00014926 | 0.00057573 | -167.8214 | 34.5616 | -141.0747 | 12.1786 | -145.4384 | 38.9253 | 0.9501 | 0.83997 | 0.68939 | 0.95015 | 0.84039 | 0.68974 | 0.031865 | -135.1901 | 120.9153 | 0.036358 | -135.1694 | 120.894
Line6_7_8 | 0 | 0 | 0 | 0 | 0 | 0 | 0 | 0 | 0 | 0 | 0 | 0 | 1.5301e-12 | -7.073e-10 | -1.9737e-09 | -1.5301e-12 | 7.073e-10 | 1.9737e-09 | -6.3006e-12 | 2.298e-09 | -1.1246e-10 | 6.3006e-12 | -2.298e-09 | 1.1246e-10 | 0 | 0 | 0 | 0 | 0 | 0 | 0.95015 | 0.84039 | 0.68974 | 0.95015 | 0.84039 | 0.68974 | 0.036358 | -135.1694 | 120.894 | 0.036358 | -135.1694 | 120.894
Line7_8_9 | 0 | 0 | 0 | 0 | 0 | 0 | 0 | 0 | 0 | 0 | 0 | 0 | 5.1e-13 | -2.3577e-10 | -6.5791e-10 | -5.0999e-13 | 2.3577e-10 | 6.5791e-10 | -2.1002e-12 | 7.6601e-10 | -3.7487e-11 | 2.1002e-12 | -7.6601e-10 | 3.7487e-11 | 0 | 0 | 0 | 0 | 0 | 0 | 0.95015 | 0.84039 | 0.68974 | 0.95015 | 0.84039 | 0.68974 | 0.036358 | -135.1694 | 120.894 | 0.036358 | -135.1694 | 120.894
Line8_8_10 | 0 | 0 | 0 | 0 | 0 | 0 | 0 | 0 | 0 | 0 | 0 | 0 | 5.1e-13 | -2.3577e-10 | -6.5791e-10 | -5.0999e-13 | 2.3577e-10 | 6.5791e-10 | -2.1002e-12 | 7.6601e-10 | -3.7487e-11 | 2.1002e-12 | -7.6601e-10 | 3.7487e-11 | 0 | 0 | 0 | 0 | 0 | 0 | 0.95015 | 0.84039 | 0.68974 | 0.95015 | 0.84039 | 0.68974 | 0.036358 | -135.1694 | 120.894 | 0.036358 | -135.1694 | 120.894
Line9_3_11 | 0.00072496 | 0.0043004 | 0.0036399 | 0.00072496 | 0.0043004 | 0.0036399 | 0.00016742 | 0.00099313 | 0.0008406 | 0.00016742 | 0.00099313 | 0.0008406 | -0.00015536 | -0.00082086 | -8.1445e-05 | 0.00015537 | 0.00082122 | 8.1699e-05 | 3.413e-05 | -0.00014619 | -0.00057344 | -3.4119e-05 | 0.00014656 | 0.00057371 | -167.5824 | 34.6909 | -140.9797 | 12.4176 | -145.3091 | 39.0203 | 0.95005 | 0.83955 | 0.68903 | 0.9501 | 0.83996 | 0.68939 | 0.027356 | -135.2109 | 120.9367 | 0.031834 | -135.1901 | 120.9155

## LL_min_10
name | pf_ikss_a_from_ka | pf_ikss_b_from_ka | pf_ikss_c_from_ka | pf_ikss_a_to_ka | pf_ikss_b_to_ka | pf_ikss_c_to_ka | pf_skss_a_from_mw | pf_skss_b_from_mw | pf_skss_c_from_mw | pf_skss_a_to_mw | pf_skss_b_to_mw | pf_skss_c_to_mw | pf_p_a_from_mw | pf_p_b_from_mw | pf_p_c_from_mw | pf_p_a_to_mw | pf_p_b_to_mw | pf_p_c_to_mw | pf_q_a_from_mvar | pf_q_b_from_mvar | pf_q_c_from_mvar | pf_q_a_to_mvar | pf_q_b_to_mvar | pf_q_c_to_mvar | pf_ikss_a_from_degree | pf_ikss_b_from_degree | pf_ikss_c_from_degree | pf_ikss_a_to_degree | pf_ikss_b_to_degree | pf_ikss_c_to_degree | pf_vm_a_from_pu | pf_vm_b_from_pu | pf_vm_c_from_pu | pf_vm_a_to_pu | pf_vm_b_to_pu | pf_vm_c_to_pu | pf_va_a_from_degree | pf_va_b_from_degree | pf_va_c_from_degree | pf_va_a_to_degree | pf_va_b_to_degree | pf_va_c_to_degree
Line0_1_2 | 0.00069095 | 0.0040869 | 0.003458 | 0.00069095 | 0.0040869 | 0.003458 | 0.00015957 | 0.00094383 | 0.0007986 | 0.00015957 | 0.00094383 | 0.0007986 | -0.00014039 | -0.00073844 | -7.2221e-05 | 0.0001404 | 0.00073876 | 7.245e-05 | 3.024e-05 | -0.00013295 | -0.000516 | -3.0231e-05 | 0.00013329 | 0.00051624 | -167.8214 | 34.5617 | -141.0746 | 12.1786 | -145.4383 | 38.9254 | 0.90001 | 0.79496 | 0.65243 | 0.90005 | 0.79536 | 0.65277 | 0.022878 | -135.2316 | 120.958 | 0.027372 | -135.2109 | 120.9366
Line10_11_12 | 0.00068681 | 0.004074 | 0.0034483 | 0.00068681 | 0.004074 | 0.0034483 | 0.00015861 | 0.00094086 | 0.00079636 | 0.00015861 | 0.00094086 | 0.00079636 | -0.00013944 | -0.00073705 | -7.3325e-05 | 0.00013945 | 0.00073737 | 7.3553e-05 | 3.0622e-05 | -0.00013154 | -0.00051491 | -3.0613e-05 | 0.00013187 | 0.00051515 | -167.5824 | 34.6908 | -140.9798 | 12.4176 | -145.3092 | 39.0202 | 0.90009 | 0.79575 | 0.6531 | 0.90014 | 0.79615 | 0.65344 | 0.031834 | -135.1901 | 120.9155 | 0.036312 | -135.1694 | 120.8943
Line11_12_13 | 0.00068681 | 0.004074 | 0.0034483 | 0.00068681 | 0.004074 | 0.0034483 | 0.00015861 | 0.00094086 | 0.00079636 | 0.00015861 | 0.00094086 | 0.00079636 | -0.00013945 | -0.00073737 | -7.3553e-05 | 0.00013946 | 0.00073769 | 7.3781e-05 | 3.0613e-05 | -0.00013187 | -0.00051515 | -3.0603e-05 | 0.00013221 | 0.00051538 | -167.5824 | 34.6908 | -140.9799 | 12.4176 | -145.3092 | 39.0201 | 0.90014 | 0.79615 | 0.65344 | 0.90018 | 0.79655 | 0.65377 | 0.036312 | -135.1694 | 120.8943 | 0.040789 | -135.1487 | 120.8732
Line12_13_15 | 0 | 0 | 0 | 0 | 0 | 0 | 0 | 0 | 0 | 0 | 0 | 0 | 1.7833e-12 | -6.3245e-10 | -1.77e-09 | -1.7833e-12 | 6.3245e-10 | 1.77e-09 | -6.3443e-12 | 2.0608e-09 | -9.8632e-11 | 6.3442e-12 | -2.0608e-09 | 9.8632e-11 | 0 | 0 | 0 | 0 | 0 | 0 | 0.90018 | 0.79655 | 0.65377 | 0.90018 | 0.79655 | 0.65377 | 0.040789 | -135.1487 | 120.8732 | 0.040789 | -135.1487 | 120.8732
Line13_13_14 | 0.00068681 | 0.004074 | 0.0034483 | 0.00068681 | 0.004074 | 0.0034483 | 0.00015861 | 0.00094086 | 0.00079636 | 0.00015861 | 0.00094086 | 0.00079636 | -0.00013946 | -0.00073768 | -7.3779e-05 | 0.00013947 | 0.000738 | 7.4007e-05 | 3.0603e-05 | -0.00013221 | -0.00051538 | -3.0594e-05 | 0.00013254 | 0.00051562 | -167.5824 | 34.6905 | -140.9801 | 12.4176 | -145.3095 | 39.0199 | 0.90018 | 0.79655 | 0.65377 | 0.90022 | 0.79694 | 0.65411 | 0.040789 | -135.1487 | 120.8732 | 0.045265 | -135.128 | 120.852
Line14_15_16 | 0 | 0 | 0 | 0 | 0 | 0 | 0 | 0 | 0 | 0 | 0 | 0 | 1.1888e-12 | -4.2163e-10 | -1.18e-09 | -1.1888e-12 | 4.2163e-10 | 1.18e-09 | -4.2295e-12 | 1.3738e-09 | -6.5755e-11 | 4.2295e-12 | -1.3738e-09 | 6.5755e-11 | 0 | 0 | 0 | 0 | 0 | 0 | 0.90018 | 0.79655 | 0.65377 | 0.90018 | 0.79655 | 0.65377 | 0.040789 | -135.1487 | 120.8732 | 0.040789 | -135.1487 | 120.8732
Line15_16_17 | 0 | 0 | 0 | 0 | 0 | 0 | 0 | 0 | 0 | 0 | 0 | 0 | 5.9443e-13 | -2.1082e-10 | -5.9e-10 | -5.9443e-13 | 2.1082e-10 | 5.9e-10 | -2.1148e-12 | 6.8692e-10 | -3.2877e-11 | 2.1147e-12 | -6.8692e-10 | 3.2877e-11 | 0 | 0 | 0 | 0 | 0 | 0 | 0.90018 | 0.79655 | 0.65377 | 0.90018 | 0.79655 | 0.65377 | 0.040789 | -135.1487 | 120.8732 | 0.040789 | -135.1487 | 120.8732
Line16_4_18 | 0 | 2.3828 | 2.3828 | 0 | 2.3828 | 2.3828 | 0 | 0.55029 | 0.55029 | 0 | 0.55029 | 0.55029 | 4.7495e-13 | 0.31854 | -0.10051 | -4.7488e-13 | -0.20952 | 0.20952 | -1.524e-12 | -0.018505 | 0.24562 | 1.524e-12 | 0.13206 | -0.13206 | 0 | -147.7472 | 32.2528 | 0 | 32.2528 | -147.7472 | 0.90014 | 0.57983 | 0.48227 | 0.90014 | 0.45007 | 0.45007 | 0.029397 | -151.072 | 144.507 | 0.029397 | -179.9706 | -179.9706
Line17_5_19 | 0.00069304 | 0.0040934 | 0.0034629 | 0.00069304 | 0.0040934 | 0.0034629 | 0.00016005 | 0.00094533 | 0.00079973 | 0.00016005 | 0.00094533 | 0.00079973 | -0.00014089 | -0.00073978 | -7.2121e-05 | 0.0001409 | 0.0007401 | 7.2351e-05 | 3.0027e-05 | -0.00013434 | -0.00051703 | -3.0017e-05 | 0.00013468 | 0.00051727 | -167.9415 | 34.4966 | -141.1225 | 12.0585 | -145.5034 | 38.8775 | 0.90005 | 0.79536 | 0.65277 | 0.9001 | 0.79576 | 0.6531 | 0.02738 | -135.2109 | 120.9366 | 0.031881 | -135.1901 | 120.9152
Line1_1_3 | 0.00068681 | 0.004074 | 0.0034483 | 0.00068681 | 0.004074 | 0.0034483 | 0.00015861 | 0.00094086 | 0.00079636 | 0.00015861 | 0.00094086 | 0.00079636 | -0.00013942 | -0.00073641 | -7.287e-05 | 0.00013943 | 0.00073673 | 7.3098e-05 | 3.0641e-05 | -0.00013088 | -0.00051443 | -3.0631e-05 | 0.00013121 | 0.00051467 | -167.5824 | 34.6909 | -140.9797 | 12.4176 | -145.3091 | 39.0203 | 0.90001 | 0.79496 | 0.65243 | 0.90005 | 0.79536 | 0.65277 | 0.022878 | -135.2316 | 120.958 | 0.027356 | -135.2109 | 120.9367
Line2_1_4 | 0.0014179 | 2.375 | 2.376 | 0.0014179 | 2.375 | 2.376 | 0.00032744 | 0.54847 | 0.54872 | 0.00032744 | 0.54847 | 0.54872 | -0.00029092 | 0.42576 | 0.0083534 | 0.00029096 | -0.31747 | 0.10004 | -4.701e-05 | 0.094005 | 0.3579 | 4.705e-05 | 0.018803 | -0.24499 | 170.8439 | -147.6823 | 32.295 | -9.1561 | 32.3177 | -147.705 | 0.90001 | 0.79496 | 0.65243 | 0.90014 | 0.57983 | 0.48227 | 0.022878 | -135.2316 | 120.958 | 0.029397 | -151.072 | 144.507
Line3_1_5 | 0.00069304 | 0.0040934 | 0.0034629 | 0.00069304 | 0.0040934 | 0.0034629 | 0.00016005 | 0.00094533 | 0.00079973 | 0.00016005 | 0.00094533 | 0.00079973 | -0.00014088 | -0.00073945 | -7.1891e-05 | 0.00014089 | 0.00073978 | 7.2121e-05 | 3.0037e-05 | -0.000134 | -0.00051679 | -3.0027e-05 | 0.00013434 | 0.00051703 | -167.9415 | 34.4967 | -141.1224 | 12.0585 | -145.5033 | 38.8776 | 0.90001 | 0.79496 | 0.65243 | 0.90005 | 0.79536 | 0.65277 | 0.022878 | -135.2316 | 120.958 | 0.02738 | -135.2109 | 120.9366
Line4_2_6 | 0.00069095 | 0.0040869 | 0.003458 | 0.00069095 | 0.0040869 | 0.003458 | 0.00015957 | 0.00094383 | 0.0007986 | 0.00015957 | 0.00094383 | 0.0007986 | -0.0001404 | -0.00073876 | -7.245e-05 | 0.00014041 | 0.00073908 | 7.2679e-05 | 3.0231e-05 | -0.00013329 | -0.00051624 | -3.0221e-05 | 0.00013362 | 0.00051648 | -167.8214 | 34.5617 | -141.0746 | 12.1786 | -145.4383 | 38.9254 | 0.90005 | 0.79536 | 0.65277 | 0.90009 | 0.79576 | 0.6531 | 0.027372 | -135.2109 | 120.9366 | 0.031865 | -135.1901 | 120.9153
Line5_6_7 | 0.00069095 | 0.0040869 | 0.003458 | 0.00069095 | 0.0040869 | 0.003458 | 0.00015957 | 0.00094383 | 0.0007986 | 0.00015957 | 0.00094383 | 0.0007986 | -0.00014041 | -0.00073908 | -7.2679e-05 | 0.00014042 | 0.0007394 | 7.2908e-05 | 3.0221e-05 | -0.00013362 | -0.00051648 | -3.0212e-05 | 0.00013396 | 0.00051672 | -167.8214 | 34.5616 | -141.0747 | 12.1786 | -145.4384 | 38.9253 | 0.90009 | 0.79576 | 0.6531 | 0.90014 | 0.79616 | 0.65344 | 0.031865 | -135.1901 | 120.9153 | 0.036358 | -135.1694 | 120.894
Line6_7_8 | 0 | 0 | 0 | 0 | 0 | 0 | 0 | 0 | 0 | 0 | 0 | 0 | 1.3733e-12 | -6.3481e-10 | -1.7714e-09 | -1.3733e-12 | 6.3481e-10 | 1.7714e-09 | -5.6548e-12 | 2.0625e-09 | -1.0093e-10 | 5.6548e-12 | -2.0625e-09 | 1.0093e-10 | 0 | 0 | 0 | 0 | 0 | 0 | 0.90014 | 0.79616 | 0.65344 | 0.90014 | 0.79616 | 0.65344 | 0.036358 | -135.1694 | 120.894 | 0.036358 | -135.1694 | 120.894
Line7_8_9 | 0 | 0 | 0 | 0 | 0 | 0 | 0 | 0 | 0 | 0 | 0 | 0 | 4.5775e-13 | -2.116e-10 | -5.9048e-10 | -4.5775e-13 | 2.116e-10 | 5.9048e-10 | -1.885e-12 | 6.875e-10 | -3.3645e-11 | 1.885e-12 | -6.875e-10 | 3.3645e-11 | 0 | 0 | 0 | 0 | 0 | 0 | 0.90014 | 0.79616 | 0.65344 | 0.90014 | 0.79616 | 0.65344 | 0.036358 | -135.1694 | 120.894 | 0.036358 | -135.1694 | 120.894
Line8_8_10 | 0 | 0 | 0 | 0 | 0 | 0 | 0 | 0 | 0 | 0 | 0 | 0 | 4.5775e-13 | -2.116e-10 | -5.9048e-10 | -4.5776e-13 | 2.116e-10 | 5.9048e-10 | -1.8849e-12 | 6.875e-10 | -3.3645e-11 | 1.885e-12 | -6.875e-10 | 3.3645e-11 | 0 | 0 | 0 | 0 | 0 | 0 | 0.90014 | 0.79616 | 0.65344 | 0.90014 | 0.79616 | 0.65344 | 0.036358 | -135.1694 | 120.894 | 0.036358 | -135.1694 | 120.894
Line9_3_11 | 0.00068681 | 0.004074 | 0.0034483 | 0.00068681 | 0.004074 | 0.0034483 | 0.00015861 | 0.00094086 | 0.00079636 | 0.00015861 | 0.00094086 | 0.00079636 | -0.00013943 | -0.00073673 | -7.3097e-05 | 0.00013944 | 0.00073705 | 7.3326e-05 | 3.0632e-05 | -0.00013121 | -0.00051467 | -3.0622e-05 | 0.00013154 | 0.00051491 | -167.5824 | 34.6909 | -140.9797 | 12.4176 | -145.3091 | 39.0203 | 0.90005 | 0.79536 | 0.65277 | 0.90009 | 0.79575 | 0.6531 | 0.027356 | -135.2109 | 120.9367 | 0.031834 | -135.1901 | 120.9155

## LL_min_fault_6
name | pf_ikss_a_from_ka | pf_ikss_b_from_ka | pf_ikss_c_from_ka | pf_ikss_a_to_ka | pf_ikss_b_to_ka | pf_ikss_c_to_ka | pf_skss_a_from_mw | pf_skss_b_from_mw | pf_skss_c_from_mw | pf_skss_a_to_mw | pf_skss_b_to_mw | pf_skss_c_to_mw | pf_p_a_from_mw | pf_p_b_from_mw | pf_p_c_from_mw | pf_p_a_to_mw | pf_p_b_to_mw | pf_p_c_to_mw | pf_q_a_from_mvar | pf_q_b_from_mvar | pf_q_c_from_mvar | pf_q_a_to_mvar | pf_q_b_to_mvar | pf_q_c_to_mvar | pf_ikss_a_from_degree | pf_ikss_b_from_degree | pf_ikss_c_from_degree | pf_ikss_a_to_degree | pf_ikss_b_to_degree | pf_ikss_c_to_degree | pf_vm_a_from_pu | pf_vm_b_from_pu | pf_vm_c_from_pu | pf_vm_a_to_pu | pf_vm_b_to_pu | pf_vm_c_to_pu | pf_va_a_from_degree | pf_va_b_from_degree | pf_va_c_from_degree | pf_va_a_to_degree | pf_va_b_to_degree | pf_va_c_to_degree
Line0_1_2 | 1.5265e-05 | 9.029e-05 | 7.6396e-05 | 1.5265e-05 | 9.029e-05 | 7.6396e-05 | 3.5252e-06 | 2.0851e-05 | 1.7643e-05 | 3.5252e-06 | 2.0851e-05 | 1.7643e-05 | -3.0435e-06 | -1.9291e-05 | -6.0987e-06 | 3.0435e-06 | 1.9291e-05 | 6.0988e-06 | 1.3973e-06 | -4.3279e-06 | -1.551e-05 | -1.3973e-06 | 4.3281e-06 | 1.551e-05 | -155.3388 | 47.0443 | -128.592 | 24.6612 | -132.9557 | 51.408 | 0.95 | 0.94814 | 0.94461 | 0.95 | 0.94815 | 0.94461 | 0.00046974 | -120.3106 | 119.9425 | 0.00057414 | -120.3102 | 119.9423
Line10_11_12 | 1.5173e-05 | 9.0005e-05 | 7.6182e-05 | 1.5173e-05 | 9.0005e-05 | 7.6182e-05 | 3.5041e-06 | 2.0786e-05 | 1.7593e-05 | 3.5041e-06 | 2.0786e-05 | 1.7593e-05 | -3.0195e-06 | -1.924e-05 | -6.1073e-06 | 3.0195e-06 | 1.924e-05 | 6.1074e-06 | 1.4016e-06 | -4.2713e-06 | -1.5456e-05 | -1.4015e-06 | 4.2714e-06 | 1.5456e-05 | -155.0998 | 47.1734 | -128.4972 | 24.9002 | -132.8266 | 51.5028 | 0.95 | 0.94816 | 0.94462 | 0.95 | 0.94817 | 0.94463 | 0.00067758 | -120.3099 | 119.9421 | 0.0007815 | -120.3095 | 119.9419
Line11_12_13 | 1.5173e-05 | 9.0005e-05 | 7.6182e-05 | 1.5173e-05 | 9.0005e-05 | 7.6182e-05 | 3.5041e-06 | 2.0786e-05 | 1.7593e-05 | 3.5041e-06 | 2.0786e-05 | 1.7593e-05 | -3.0195e-06 | -1.924e-05 | -6.1074e-06 | 3.0195e-06 | 1.924e-05 | 6.1075e-06 | 1.4015e-06 | -4.2715e-06 | -1.5456e-05 | -1.4015e-06 | 4.2716e-06 | 1.5456e-05 | -155.0998 | 47.1733 | -128.4973 | 24.9002 | -132.8267 | 51.5027 | 0.95 | 0.94817 | 0.94463 | 0.95 | 0.94818 | 0.94464 | 0.0007815 | -120.3095 | 119.9419 | 0.00088541 | -120.3092 | 119.9417
Line12_13_15 | 0 | 0 | 0 | 0 | 0 | 0 | 0 | 0 | 0 | 0 | 0 | 0 | 8.5159e-15 | -1.8847e-11 | -5.5689e-11 | -8.5163e-15 | 1.8847e-11 | 5.5689e-11 | -1.5341e-13 | 5.3464e-11 | 1.0045e-11 | 1.5341e-13 | -5.3464e-11 | -1.0045e-11 | 0 | 0 | 0 | 0 | 0 | 0 | 0.95 | 0.94818 | 0.94464 | 0.95 | 0.94818 | 0.94464 | 0.00088541 | -120.3092 | 119.9417 | 0.00088541 | -120.3092 | 119.9417
Line13_13_14 | 1.5173e-05 | 9.0005e-05 | 7.6181e-05 | 1.5173e-05 | 9.0005e-05 | 7.6181e-05 | 3.5041e-06 | 2.0786e-05 | 1.7593e-05 | 3.5041e-06 | 2.0786e-05 | 1.7593e-05 | -3.0195e-06 | -1.924e-05 | -6.1074e-06 | 3.0195e-06 | 1.924e-05 | 6.1075e-06 | 1.4015e-06 | -4.2717e-06 | -1.5457e-05 | -1.4015e-06 | 4.2718e-06 | 1.5457e-05 | -155.0998 | 47.1731 | -128.4975 | 24.9002 | -132.8269 | 51.5025 | 0.95 | 0.94818 | 0.94464 | 0.95 | 0.94819 | 0.94465 | 0.00088541 | -120.3092 | 119.9417 | 0.00098933 | -120.3088 | 119.9415
Line14_15_16 | 0 | 0 | 0 | 0 | 0 | 0 | 0 | 0 | 0 | 0 | 0 | 0 | 5.677e-15 | -1.2564e-11 | -3.7126e-11 | -5.6769e-15 | 1.2564e-11 | 3.7126e-11 | -1.0227e-13 | 3.5643e-11 | 6.6965e-12 | 1.0228e-13 | -3.5643e-11 | -6.6965e-12 | 0 | 0 | 0 | 0 | 0 | 0 | 0.95 | 0.94818 | 0.94464 | 0.95 | 0.94818 | 0.94464 | 0.00088541 | -120.3092 | 119.9417 | 0.00088541 | -120.3092 | 119.9417
Line15_16_17 | 0 | 0 | 0 | 0 | 0 | 0 | 0 | 0 | 0 | 0 | 0 | 0 | 2.8383e-15 | -6.2822e-12 | -1.8563e-11 | -2.8384e-15 | 6.2822e-12 | 1.8563e-11 | -5.1137e-14 | 1.7821e-11 | 3.3482e-12 | 5.1137e-14 | -1.7821e-11 | -3.3482e-12 | 0 | 0 | 0 | 0 | 0 | 0 | 0.95 | 0.94818 | 0.94464 | 0.95 | 0.94818 | 0.94464 | 0.00088541 | -120.3092 | 119.9417 | 0.00088541 | -120.3092 | 119.9417
Line16_4_18 | 0 | 0.052643 | 0.052643 | 0 | 0.052643 | 0.052643 | 0 | 0.012157 | 0.012157 | 0 | 0.012157 | 0.012157 | 3.1129e-15 | 0.011083 | 0.0028791 | -3.114e-15 | -0.01103 | -0.0028259 | -3.7093e-14 | 0.0029191 | 0.011048 | 3.7093e-14 | -0.0028637 | -0.010992 | 0 | -135.2646 | 44.7354 | 0 | 44.7354 | -135.2646 | 0.95 | 0.94277 | 0.9391 | 0.95 | 0.93738 | 0.93359 | 0.00064219 | -120.5094 | 120.1289 | 0.00064219 | -120.7107 | 120.3183
Line17_5_19 | 1.5311e-05 | 9.0432e-05 | 7.6504e-05 | 1.5311e-05 | 9.0432e-05 | 7.6504e-05 | 3.5359e-06 | 2.0884e-05 | 1.7668e-05 | 3.5359e-06 | 2.0884e-05 | 1.7668e-05 | -3.0557e-06 | -1.9316e-05 | -6.0944e-06 | 3.0557e-06 | 1.9317e-05 | 6.0945e-06 | 1.3952e-06 | -4.3569e-06 | -1.5537e-05 | -1.3952e-06 | 4.357e-06 | 1.5537e-05 | -155.4589 | 46.9792 | -128.6399 | 24.5411 | -133.0208 | 51.3601 | 0.95 | 0.94815 | 0.94461 | 0.95 | 0.94816 | 0.94462 | 0.00057438 | -120.3102 | 119.9423 | 0.00067901 | -120.3099 | 119.9421
Line1_1_3 | 1.5173e-05 | 9.0005e-05 | 7.6182e-05 | 1.5173e-05 | 9.0005e-05 | 7.6182e-05 | 3.5041e-06 | 2.0786e-05 | 1.7593e-05 | 3.5041e-06 | 2.0786e-05 | 1.7593e-05 | -3.0194e-06 | -1.924e-05 | -6.1071e-06 | 3.0194e-06 | 1.924e-05 | 6.1072e-06 | 1.4016e-06 | -4.2709e-06 | -1.5456e-05 | -1.4016e-06 | 4.2711e-06 | 1.5456e-05 | -155.0998 | 47.1735 | -128.4971 | 24.9002 | -132.8265 | 51.5029 | 0.95 | 0.94814 | 0.94461 | 0.95 | 0.94815 | 0.94461 | 0.00046974 | -120.3106 | 119.9425 | 0.00057366 | -120.3102 | 119.9423
Line2_1_4 | 3.1324e-05 | 0.052468 | 0.052492 | 3.1324e-05 | 0.052468 | 0.052492 | 7.2339e-06 | 0.012117 | 0.012122 | 7.2339e-06 | 0.012117 | 0.012122 | -6.8606e-06 | 0.011103 | 0.0029319 | 6.8606e-06 | -0.01105 | -0.002879 | 3.987e-07 | 0.002952 | 0.011069 | -3.9868e-07 | -0.002897 | -0.011014 | -176.6735 | -135.1997 | 44.7776 | 3.3265 | 44.8003 | -135.2224 | 0.95 | 0.94814 | 0.94461 | 0.95 | 0.94277 | 0.9391 | 0.00046974 | -120.3106 | 119.9425 | 0.00064219 | -120.5094 | 120.1289
Line3_1_5 | 1.5311e-05 | 9.0432e-05 | 7.6504e-05 | 1.5311e-05 | 9.0432e-05 | 7.6504e-05 | 3.5359e-06 | 2.0884e-05 | 1.7668e-05 | 3.5359e-06 | 2.0884e-05 | 1.7668e-05 | -3.0556e-06 | -1.9316e-05 | -6.0943e-06 | 3.0557e-06 | 1.9316e-05 | 6.0944e-06 | 1.3952e-06 | -4.3567e-06 | -1.5537e-05 | -1.3952e-06 | 4.3568e-06 | 1.5537e-05 | -155.4589 | 46.9793 | -128.6398 | 24.5411 | -133.0207 | 51.3602 | 0.95 | 0.94814 | 0.94461 | 0.95 | 0.94815 | 0.94461 | 0.00046974 | -120.3106 | 119.9425 | 0.00057438 | -120.3102 | 119.9423
Line4_2_6 | 1.5265e-05 | 9.029e-05 | 7.6396e-05 | 1.5265e-05 | 9.029e-05 | 7.6396e-05 | 3.5252e-06 | 2.0851e-05 | 1.7643e-05 | 3.5252e-06 | 2.0851e-05 | 1.7643e-05 | -3.0435e-06 | -1.9291e-05 | -6.0987e-06 | 3.0435e-06 | 1.9291e-05 | 6.0989e-06 | 1.3973e-06 | -4.3281e-06 | -1.551e-05 | -1.3973e-06 | 4.3283e-06 | 1.551e-05 | -155.3388 | 47.0443 | -128.592 | 24.6612 | -132.9557 | 51.408 | 0.95 | 0.94815 | 0.94461 | 0.95 | 0.94816 | 0.94462 | 0.00057414 | -120.3102 | 119.9423 | 0.00067853 | -120.3099 | 119.9421
Line5_6_7 | 1.5265e-05 | 9.029e-05 | 7.6396e-05 | 1.5265e-05 | 9.029e-05 | 7.6396e-05 | 3.5252e-06 | 2.0851e-05 | 1.7643e-05 | 3.5252e-06 | 2.0851e-05 | 1.7643e-05 | -3.0435e-06 | -1.9291e-05 | -6.0988e-06 | 3.0435e-06 | 1.9291e-05 | 6.0989e-06 | 1.3973e-06 | -4.3283e-06 | -1.551e-05 | -1.3973e-06 | 4.3284e-06 | 1.551e-05 | -155.3388 | 47.0442 | -128.5921 | 24.6612 | -132.9558 | 51.4079 | 0.95 | 0.94816 | 0.94462 | 0.95 | 0.94817 | 0.94463 | 0.00067853 | -120.3099 | 119.9421 | 0.00078293 | -120.3095 | 119.9419
Line6_7_8 | 0 | 0 | 0 | 0 | 0 | 0 | 0 | 0 | 0 | 0 | 0 | 0 | 2.6807e-15 | -1.8939e-11 | -5.5776e-11 | -2.6807e-15 | 1.8939e-11 | 5.5776e-11 | -1.3565e-13 | 5.3526e-11 | 1.0009e-11 | 1.3565e-13 | -5.3526e-11 | -1.0009e-11 | 0 | 0 | 0 | 0 | 0 | 0 | 0.95 | 0.94817 | 0.94463 | 0.95 | 0.94817 | 0.94463 | 0.00078293 | -120.3095 | 119.9419 | 0.00078293 | -120.3095 | 119.9419
Line7_8_9 | 0 | 0 | 0 | 0 | 0 | 0 | 0 | 0 | 0 | 0 | 0 | 0 | 8.9293e-16 | -6.3129e-12 | -1.8592e-11 | -8.9307e-16 | 6.3129e-12 | 1.8592e-11 | -4.5218e-14 | 1.7842e-11 | 3.3364e-12 | 4.5219e-14 | -1.7842e-11 | -3.3364e-12 | 0 | 0 | 0 | 0 | 0 | 0 | 0.95 | 0.94817 | 0.94463 | 0.95 | 0.94817 | 0.94463 | 0.00078293 | -120.3095 | 119.9419 | 0.00078293 | -120.3095 | 119.9419
Line8_8_10 | 0 | 0 | 0 | 0 | 0 | 0 | 0 | 0 | 0 | 0 | 0 | 0 | 8.9321e-16 | -6.3129e-12 | -1.8592e-11 | -8.9328e-16 | 6.3129e-12 | 1.8592e-11 | -4.5219e-14 | 1.7842e-11 | 3.3364e-12 | 4.5219e-14 | -1.7842e-11 | -3.3364e-12 | 0 | 0 | 0 | 0 | 0 | 0 | 0.95 | 0.94817 | 0.94463 | 0.95 | 0.94817 | 0.94463 | 0.00078293 | -120.3095 | 119.9419 | 0.00078293 | -120.3095 | 119.9419
Line9_3_11 | 1.5173e-05 | 9.0005e-05 | 7.6182e-05 | 1.5173e-05 | 9.0005e-05 | 7.6182e-05 | 3.5041e-06 | 2.0786e-05 | 1.7593e-05 | 3.5041e-06 | 2.0786e-05 | 1.7593e-05 | -3.0194e-06 | -1.924e-05 | -6.1072e-06 | 3.0195e-06 | 1.924e-05 | 6.1073e-06 | 1.4016e-06 | -4.2711e-06 | -1.5456e-05 | -1.4016e-06 | 4.2713e-06 | 1.5456e-05 | -155.0998 | 47.1735 | -128.4971 | 24.9002 | -132.8265 | 51.5029 | 0.95 | 0.94815 | 0.94461 | 0.95 | 0.94816 | 0.94462 | 0.00057366 | -120.3102 | 119.9423 | 0.00067758 | -120.3099 | 119.9421

## LL_min_fault_10
name | pf_ikss_a_from_ka | pf_ikss_b_from_ka | pf_ikss_c_from_ka | pf_ikss_a_to_ka | pf_ikss_b_to_ka | pf_ikss_c_to_ka | pf_skss_a_from_mw | pf_skss_b_from_mw | pf_skss_c_from_mw | pf_skss_a_to_mw | pf_skss_b_to_mw | pf_skss_c_to_mw | pf_p_a_from_mw | pf_p_b_from_mw | pf_p_c_from_mw | pf_p_a_to_mw | pf_p_b_to_mw | pf_p_c_to_mw | pf_q_a_from_mvar | pf_q_b_from_mvar | pf_q_c_from_mvar | pf_q_a_to_mvar | pf_q_b_to_mvar | pf_q_c_to_mvar | pf_ikss_a_from_degree | pf_ikss_b_from_degree | pf_ikss_c_from_degree | pf_ikss_a_to_degree | pf_ikss_b_to_degree | pf_ikss_c_to_degree | pf_vm_a_from_pu | pf_vm_b_from_pu | pf_vm_c_from_pu | pf_vm_a_to_pu | pf_vm_b_to_pu | pf_vm_c_to_pu | pf_va_a_from_degree | pf_va_b_from_degree | pf_va_c_from_degree | pf_va_a_to_degree | pf_va_b_to_degree | pf_va_c_to_degree
Line0_1_2 | 1.4461e-05 | 8.5538e-05 | 7.2376e-05 | 1.4461e-05 | 8.5538e-05 | 7.2376e-05 | 3.3397e-06 | 1.9754e-05 | 1.6714e-05 | 3.3397e-06 | 1.9754e-05 | 1.6714e-05 | -2.7316e-06 | -1.7314e-05 | -5.4736e-06 | 2.7316e-06 | 1.7314e-05 | 5.4737e-06 | 1.2541e-06 | -3.8843e-06 | -1.392e-05 | -1.2541e-06 | 3.8845e-06 | 1.392e-05 | -155.3388 | 47.0443 | -128.592 | 24.6612 | -132.9557 | 51.408 | 0.9 | 0.89824 | 0.89489 | 0.9 | 0.89825 | 0.8949 | 0.00046974 | -120.3106 | 119.9425 | 0.00057414 | -120.3102 | 119.9423
Line10_11_12 | 1.4375e-05 | 8.5268e-05 | 7.2172e-05 | 1.4375e-05 | 8.5268e-05 | 7.2172e-05 | 3.3197e-06 | 1.9692e-05 | 1.6667e-05 | 3.3197e-06 | 1.9692e-05 | 1.6667e-05 | -2.71e-06 | -1.7268e-05 | -5.4813e-06 | 2.71e-06 | 1.7268e-05 | 5.4814e-06 | 1.2579e-06 | -3.8335e-06 | -1.3872e-05 | -1.2579e-06 | 3.8336e-06 | 1.3872e-05 | -155.0998 | 47.1734 | -128.4972 | 24.9002 | -132.8266 | 51.5028 | 0.9 | 0.89826 | 0.89491 | 0.9 | 0.89827 | 0.89491 | 0.00067758 | -120.3099 | 119.9421 | 0.0007815 | -120.3095 | 119.9419
Line11_12_13 | 1.4375e-05 | 8.5268e-05 | 7.2172e-05 | 1.4375e-05 | 8.5268e-05 | 7.2172e-05 | 3.3197e-06 | 1.9692e-05 | 1.6667e-05 | 3.3197e-06 | 1.9692e-05 | 1.6667e-05 | -2.71e-06 | -1.7268e-05 | -5.4814e-06 | 2.71e-06 | 1.7268e-05 | 5.4815e-06 | 1.2579e-06 | -3.8337e-06 | -1.3872e-05 | -1.2579e-06 | 3.8338e-06 | 1.3872e-05 | -155.0998 | 47.1733 | -128.4973 | 24.9002 | -132.8267 | 51.5027 | 0.9 | 0.89827 | 0.89491 | 0.9 | 0.89828 | 0.89492 | 0.0007815 | -120.3095 | 119.9419 | 0.00088541 | -120.3092 | 119.9417
Line12_13_15 | 0 | 0 | 0 | 0 | 0 | 0 | 0 | 0 | 0 | 0 | 0 | 0 | 7.6435e-15 | -1.6915e-11 | -4.9981e-11 | -7.6437e-15 | 1.6915e-11 | 4.9981e-11 | -1.3769e-13 | 4.7984e-11 | 9.0152e-12 | 1.3769e-13 | -4.7984e-11 | -9.0152e-12 | 0 | 0 | 0 | 0 | 0 | 0 | 0.9 | 0.89828 | 0.89492 | 0.9 | 0.89828 | 0.89492 | 0.00088541 | -120.3092 | 119.9417 | 0.00088541 | -120.3092 | 119.9417
Line13_13_14 | 1.4375e-05 | 8.5268e-05 | 7.2172e-05 | 1.4375e-05 | 8.5268e-05 | 7.2172e-05 | 3.3197e-06 | 1.9692e-05 | 1.6667e-05 | 3.3197e-06 | 1.9692e-05 | 1.6667e-05 | -2.71e-06 | -1.7268e-05 | -5.4815e-06 | 2.71e-06 | 1.7268e-05 | 5.4816e-06 | 1.2579e-06 | -3.8339e-06 | -1.3872e-05 | -1.2579e-06 | 3.834e-06 | 1.3872e-05 | -155.0998 | 47.1731 | -128.4975 | 24.9002 | -132.8269 | 51.5025 | 0.9 | 0.89828 | 0.89492 | 0.9 | 0.89828 | 0.89493 | 0.00088541 | -120.3092 | 119.9417 | 0.00098933 | -120.3088 | 119.9415
Line14_15_16 | 0 | 0 | 0 | 0 | 0 | 0 | 0 | 0 | 0 | 0 | 0 | 0 | 5.0963e-15 | -1.1277e-11 | -3.3321e-11 | -5.0962e-15 | 1.1277e-11 | 3.3321e-11 | -9.1792e-14 | 3.1989e-11 | 6.0101e-12 | 9.1793e-14 | -3.1989e-11 | -6.0101e-12 | 0 | 0 | 0 | 0 | 0 | 0 | 0.9 | 0.89828 | 0.89492 | 0.9 | 0.89828 | 0.89492 | 0.00088541 | -120.3092 | 119.9417 | 0.00088541 | -120.3092 | 119.9417
Line15_16_17 | 0 | 0 | 0 | 0 | 0 | 0 | 0 | 0 | 0 | 0 | 0 | 0 | 2.5468e-15 | -5.6383e-12 | -1.666e-11 | -2.5464e-15 | 5.6383e-12 | 1.666e-11 | -4.5897e-14 | 1.5995e-11 | 3.0051e-12 | 4.5897e-14 | -1.5995e-11 | -3.0051e-12 | 0 | 0 | 0 | 0 | 0 | 0 | 0.9 | 0.89828 | 0.89492 | 0.9 | 0.89828 | 0.89492 | 0.00088541 | -120.3092 | 119.9417 | 0.00088541 | -120.3092 | 119.9417
Line16_4_18 | 0 | 0.049872 | 0.049872 | 0 | 0.049872 | 0.049872 | 0 | 0.011517 | 0.011517 | 0 | 0.011517 | 0.011517 | 2.794e-15 | 0.0099475 | 0.002584 | -2.7929e-15 | -0.0098997 | -0.0025363 | -3.329e-14 | 0.0026199 | 0.0099156 | 3.3288e-14 | -0.0025702 | -0.0098658 | 0 | -135.2646 | 44.7354 | 0 | 44.7354 | -135.2646 | 0.9 | 0.89315 | 0.88967 | 0.9 | 0.88804 | 0.88445 | 0.00064219 | -120.5094 | 120.1289 | 0.00064219 | -120.7107 | 120.3183
Line17_5_19 | 1.4505e-05 | 8.5673e-05 | 7.2478e-05 | 1.4505e-05 | 8.5673e-05 | 7.2478e-05 | 3.3498e-06 | 1.9785e-05 | 1.6738e-05 | 3.3498e-06 | 1.9785e-05 | 1.6738e-05 | -2.7425e-06 | -1.7337e-05 | -5.4697e-06 | 2.7425e-06 | 1.7337e-05 | 5.4698e-06 | 1.2522e-06 | -3.9103e-06 | -1.3944e-05 | -1.2522e-06 | 3.9105e-06 | 1.3944e-05 | -155.4589 | 46.9792 | -128.6399 | 24.5411 | -133.0208 | 51.3601 | 0.9 | 0.89825 | 0.8949 | 0.9 | 0.89826 | 0.89491 | 0.00057438 | -120.3102 | 119.9423 | 0.00067901 | -120.3099 | 119.9421
Line1_1_3 | 1.4375e-05 | 8.5268e-05 | 7.2172e-05 | 1.4375e-05 | 8.5268e-05 | 7.2172e-05 | 3.3197e-06 | 1.9692e-05 | 1.6667e-05 | 3.3197e-06 | 1.9692e-05 | 1.6667e-05 | -2.71e-06 | -1.7268e-05 | -5.4812e-06 | 2.71e-06 | 1.7268e-05 | 5.4813e-06 | 1.2579e-06 | -3.8332e-06 | -1.3872e-05 | -1.2579e-06 | 3.8333e-06 | 1.3872e-05 | -155.0998 | 47.1735 | -128.4971 | 24.9002 | -132.8265 | 51.5029 | 0.9 | 0.89824 | 0.89489 | 0.9 | 0.89825 | 0.8949 | 0.00046974 | -120.3106 | 119.9425 | 0.00057366 | -120.3102 | 119.9423
Line2_1_4 | 2.9675e-05 | 0.049707 | 0.049729 | 2.9675e-05 | 0.049707 | 0.049729 | 6.8532e-06 | 0.011479 | 0.011484 | 6.8532e-06 | 0.011479 | 0.011484 | -6.1574e-06 | 0.009965 | 0.0026314 | 6.1575e-06 | -0.0099175 | -0.0025839 | 3.5784e-07 | 0.0026495 | 0.0099347 | -3.5782e-07 | -0.0026 | -0.0098853 | -176.6735 | -135.1997 | 44.7776 | 3.3265 | 44.8003 | -135.2224 | 0.9 | 0.89824 | 0.89489 | 0.9 | 0.89315 | 0.88967 | 0.00046974 | -120.3106 | 119.9425 | 0.00064219 | -120.5094 | 120.1289
Line3_1_5 | 1.4505e-05 | 8.5673e-05 | 7.2478e-05 | 1.4505e-05 | 8.5673e-05 | 7.2478e-05 | 3.3498e-06 | 1.9785e-05 | 1.6738e-05 | 3.3498e-06 | 1.9785e-05 | 1.6738e-05 | -2.7425e-06 | -1.7336e-05 | -5.4697e-06 | 2.7425e-06 | 1.7337e-05 | 5.4698e-06 | 1.2522e-06 | -3.9102e-06 | -1.3944e-05 | -1.2522e-06 | 3.9103e-06 | 1.3944e-05 | -155.4589 | 46.9793 | -128.6398 | 24.5411 | -133.0207 | 51.3602 | 0.9 | 0.89824 | 0.89489 | 0.9 | 0.89825 | 0.8949 | 0.00046974 | -120.3106 | 119.9425 | 0.00057438 | -120.3102 | 119.9423
Line4_2_6 | 1.4461e-05 | 8.5538e-05 | 7.2375e-05 | 1.4461e-05 | 8.5538e-05 | 7.2375e-05 | 3.3397e-06 | 1.9754e-05 | 1.6714e-05 | 3.3397e-06 | 1.9754e-05 | 1.6714e-05 | -2.7316e-06 | -1.7314e-05 | -5.4737e-06 | 2.7316e-06 | 1.7314e-05 | 5.4738e-06 | 1.2541e-06 | -3.8845e-06 | -1.392e-05 | -1.2541e-06 | 3.8846e-06 | 1.392e-05 | -155.3388 | 47.0443 | -128.592 | 24.6612 | -132.9557 | 51.408 | 0.9 | 0.89825 | 0.8949 | 0.9 | 0.89826 | 0.89491 | 0.00057414 | -120.3102 | 119.9423 | 0.00067853 | -120.3099 | 119.9421
Line5_6_7 | 1.4461e-05 | 8.5537e-05 | 7.2375e-05 | 1.4461e-05 | 8.5537e-05 | 7.2375e-05 | 3.3397e-06 | 1.9754e-05 | 1.6714e-05 | 3.3397e-06 | 1.9754e-05 | 1.6714e-05 | -2.7316e-06 | -1.7314e-05 | -5.4737e-06 | 2.7316e-06 | 1.7314e-05 | 5.4738e-06 | 1.2541e-06 | -3.8847e-06 | -1.392e-05 | -1.2541e-06 | 3.8848e-06 | 1.392e-05 | -155.3388 | 47.0442 | -128.5921 | 24.6612 | -132.9558 | 51.4079 | 0.9 | 0.89826 | 0.89491 | 0.9 | 0.89827 | 0.89491 | 0.00067853 | -120.3099 | 119.9421 | 0.00078293 | -120.3095 | 119.9419
Line6_7_8 | 0 | 0 | 0 | 0 | 0 | 0 | 0 | 0 | 0 | 0 | 0 | 0 | 2.4061e-15 | -1.6998e-11 | -5.0059e-11 | -2.4059e-15 | 1.6998e-11 | 5.0059e-11 | -1.2175e-13 | 4.804e-11 | 8.9833e-12 | 1.2175e-13 | -4.804e-11 | -8.9833e-12 | 0 | 0 | 0 | 0 | 0 | 0 | 0.9 | 0.89827 | 0.89491 | 0.9 | 0.89827 | 0.89491 | 0.00078293 | -120.3095 | 119.9419 | 0.00078293 | -120.3095 | 119.9419
Line7_8_9 | 0 | 0 | 0 | 0 | 0 | 0 | 0 | 0 | 0 | 0 | 0 | 0 | 8.0239e-16 | -5.6659e-12 | -1.6686e-11 | -8.0239e-16 | 5.6659e-12 | 1.6686e-11 | -4.0584e-14 | 1.6013e-11 | 2.9944e-12 | 4.0585e-14 | -1.6013e-11 | -2.9944e-12 | 0 | 0 | 0 | 0 | 0 | 0 | 0.9 | 0.89827 | 0.89491 | 0.9 | 0.89827 | 0.89491 | 0.00078293 | -120.3095 | 119.9419 | 0.00078293 | -120.3095 | 119.9419
Line8_8_10 | 0 | 0 | 0 | 0 | 0 | 0 | 0 | 0 | 0 | 0 | 0 | 0 | 8.0154e-16 | -5.6659e-12 | -1.6686e-11 | -8.0154e-16 | 5.6659e-12 | 1.6686e-11 | -4.0583e-14 | 1.6013e-11 | 2.9944e-12 | 4.0583e-14 | -1.6013e-11 | -2.9944e-12 | 0 | 0 | 0 | 0 | 0 | 0 | 0.9 | 0.89827 | 0.89491 | 0.9 | 0.89827 | 0.89491 | 0.00078293 | -120.3095 | 119.9419 | 0.00078293 | -120.3095 | 119.9419
Line9_3_11 | 1.4375e-05 | 8.5268e-05 | 7.2172e-05 | 1.4375e-05 | 8.5268e-05 | 7.2172e-05 | 3.3197e-06 | 1.9692e-05 | 1.6667e-05 | 3.3197e-06 | 1.9692e-05 | 1.6667e-05 | -2.71e-06 | -1.7268e-05 | -5.4813e-06 | 2.71e-06 | 1.7268e-05 | 5.4814e-06 | 1.2579e-06 | -3.8333e-06 | -1.3872e-05 | -1.2579e-06 | 3.8335e-06 | 1.3872e-05 | -155.0998 | 47.1735 | -128.4971 | 24.9002 | -132.8265 | 51.5029 | 0.9 | 0.89825 | 0.8949 | 0.9 | 0.89826 | 0.89491 | 0.00057366 | -120.3102 | 119.9423 | 0.00067758 | -120.3099 | 119.9421

## LG_max_6
name | pf_ikss_a_from_ka | pf_ikss_b_from_ka | pf_ikss_c_from_ka | pf_ikss_a_to_ka | pf_ikss_b_to_ka | pf_ikss_c_to_ka | pf_skss_a_from_mw | pf_skss_b_from_mw | pf_skss_c_from_mw | pf_skss_a_to_mw | pf_skss_b_to_mw | pf_skss_c_to_mw | pf_p_a_from_mw | pf_p_b_from_mw | pf_p_c_from_mw | pf_p_a_to_mw | pf_p_b_to_mw | pf_p_c_to_mw | pf_q_a_from_mvar | pf_q_b_from_mvar | pf_q_c_from_mvar | pf_q_a_to_mvar | pf_q_b_to_mvar | pf_q_c_to_mvar | pf_ikss_a_from_degree | pf_ikss_b_from_degree | pf_ikss_c_from_degree | pf_ikss_a_to_degree | pf_ikss_b_to_degree | pf_ikss_c_to_degree | 3xI0 | pf_vm_a_from_pu | pf_vm_b_from_pu | pf_vm_c_from_pu | pf_vm_a_to_pu | pf_vm_b_to_pu | pf_vm_c_to_pu | pf_va_a_from_degree | pf_va_b_from_degree | pf_va_c_from_degree | pf_va_a_to_degree | pf_va_b_to_degree | pf_va_c_to_degree
Line0_1_2 | 0.3443 | 0.12599 | 0.098843 | 0.3443 | 0.12599 | 0.098843 | 0.079512 | 0.029097 | 0.022827 | 0.079512 | 0.029097 | 0.022827 | -0.022395 | -0.0066194 | -0.0075928 | 0.023421 | 0.0068878 | 0.0076488 | -0.057858 | -0.02952 | -0.023873 | 0.059975 | 0.029834 | 0.024144 | 105.641 | -14.7441 | -135.3506 | -74.359 | 165.2559 | 44.6494 |  | 0.78027 | 1.0397 | 1.0975 | 0.80975 | 1.0523 | 1.1095 | -5.5185 | -117.3827 | 117.0064 | -5.6904 | -117.7442 | 117.0713
Line10_11_12 | 0.30849 | 0.11108 | 0.086613 | 0.30849 | 0.11108 | 0.086613 | 0.071242 | 0.025652 | 0.020002 | 0.071242 | 0.025652 | 0.020002 | -0.022738 | -0.0058945 | -0.0061169 | 0.023565 | 0.0061054 | 0.0061549 | -0.054823 | -0.026601 | -0.021519 | 0.056518 | 0.02685 | 0.021726 | 106.7722 | -15.5417 | -137.0203 | -73.2278 | 164.4583 | 42.9797 |  | 0.8331 | 1.0621 | 1.1184 | 0.85952 | 1.0734 | 1.1289 | -5.754 | -118.0361 | 117.1116 | -5.861 | -118.3525 | 117.1628
Line11_12_13 | 0.30849 | 0.11108 | 0.086613 | 0.30849 | 0.11108 | 0.086613 | 0.071242 | 0.025652 | 0.020002 | 0.071242 | 0.025652 | 0.020002 | -0.023565 | -0.0061054 | -0.0061549 | 0.024391 | 0.0063163 | 0.0061929 | -0.056518 | -0.02685 | -0.021726 | 0.058213 | 0.027098 | 0.021934 | 106.7722 | -15.5417 | -137.0203 | -73.2278 | 164.4583 | 42.9797 |  | 0.85952 | 1.0734 | 1.1289 | 0.88594 | 1.0847 | 1.1394 | -5.861 | -118.3525 | 117.1628 | -5.9615 | -118.6624 | 117.213
Line12_13_15 | 0 | 0 | 0 | 0 | 0 | 0 | 0 | 0 | 0 | 0 | 0 | 0 | 1.9427e-09 | 1.1861e-08 | -1.3793e-08 | -7.8064e-10 | -8.0467e-09 | 8.8168e-09 | 1.2653e-08 | -9.7064e-09 | -3.7636e-09 | -8.7893e-09 | 6.5684e-09 | 2.2958e-09 | 0 | 0 | 0 | 0 | 0 | 0 |  | 0.88594 | 1.0847 | 1.1394 | 0.88594 | 1.0847 | 1.1394 | -5.9615 | -118.6624 | 117.213 | -5.9615 | -118.6624 | 117.213
Line13_13_14 | 0.30849 | 0.11108 | 0.086613 | 0.30849 | 0.11108 | 0.086613 | 0.071242 | 0.025652 | 0.020002 | 0.071242 | 0.025652 | 0.020002 | -0.024391 | -0.0063163 | -0.0061929 | 0.025218 | 0.0065272 | 0.0062309 | -0.058213 | -0.027098 | -0.021934 | 0.059908 | 0.027347 | 0.022141 | 106.7722 | -15.5417 | -137.0203 | -73.2278 | 164.4583 | 42.9797 |  | 0.88594 | 1.0847 | 1.1394 | 0.91237 | 1.096 | 1.1499 | -5.9615 | -118.6624 | 117.213 | -6.0562 | -118.9658 | 117.2623
Line14_15_16 | 0 | 0 | 0 | 0 | 0 | 0 | 0 | 0 | 0 | 0 | 0 | 0 | 1.2951e-09 | 7.9075e-09 | -9.1956e-09 | -1.3308e-10 | -4.0929e-09 | 4.219e-09 | 8.4351e-09 | -6.4709e-09 | -2.5091e-09 | -4.5718e-09 | 3.3329e-09 | 1.0412e-09 | 0 | 0 | 0 | 0 | 0 | 0 |  | 0.88594 | 1.0847 | 1.1394 | 0.88594 | 1.0847 | 1.1394 | -5.9615 | -118.6624 | 117.213 | -5.9615 | -118.6624 | 117.213
Line15_16_17 | 0 | 0 | 0 | 0 | 0 | 0 | 0 | 0 | 0 | 0 | 0 | 0 | 6.4757e-10 | 3.9537e-09 | -4.5978e-09 | 5.1449e-10 | -1.3919e-10 | -3.7881e-10 | 4.2175e-09 | -3.2355e-09 | -1.2545e-09 | -3.5425e-10 | 9.7488e-11 | -2.133e-10 | 0 | 0 | 0 | 0 | 0 | 0 |  | 0.88594 | 1.0847 | 1.1394 | 0.88594 | 1.0847 | 1.1394 | -5.9615 | -118.6624 | 117.213 | -5.9615 | -118.6624 | 117.213
Line16_4_18 | 5.2055 | 0 | 0 | 5.2055 | 0 | 0 | 1.2022 | 0 | 0 | 1.2022 | 0 | 0 | 0.22581 | 1.4451e-08 | -1.5062e-08 | -8.7999e-16 | 8.4554e-11 | -8.0338e-12 | 0.45163 | -6.8411e-09 | -6.1347e-09 | 9.8874e-14 | 7.4859e-10 | -7.0982e-10 | -69.5894 | 0 | 0 | 110.4106 | 0 | 0 |  | 0.42002 | 1.0291 | 1.0747 | 0 | 1.0074 | 1.0353 | -6.1545 | -113.4381 | 113.7744 | 0 | -108.8711 | 109.7422
Line17_5_19 | 0.36535 | 0.13511 | 0.10645 | 0.36535 | 0.13511 | 0.10645 | 0.084374 | 0.031203 | 0.024583 | 0.084374 | 0.031203 | 0.024583 | -0.024216 | -0.0076445 | -0.0086536 | 0.02537 | 0.0079509 | 0.0087229 | -0.06405 | -0.031959 | -0.025891 | 0.066437 | 0.032317 | 0.026205 | 104.9878 | -14.3099 | -134.4405 | -75.0122 | 165.6901 | 45.5595 |  | 0.81156 | 1.0531 | 1.1105 | 0.84286 | 1.0666 | 1.1235 | -5.723 | -117.7621 | 117.0782 | -5.9122 | -118.1319 | 117.1484
Line1_1_3 | 0.30849 | 0.11108 | 0.086613 | 0.30849 | 0.11108 | 0.086613 | 0.071242 | 0.025652 | 0.020002 | 0.071242 | 0.025652 | 0.020002 | -0.021085 | -0.0054727 | -0.0060409 | 0.021911 | 0.0056836 | 0.0060789 | -0.051434 | -0.026103 | -0.021104 | 0.053129 | 0.026352 | 0.021312 | 106.7722 | -15.5417 | -137.0203 | -73.2278 | 164.4583 | 42.9797 |  | 0.78027 | 1.0397 | 1.0975 | 0.80668 | 1.0509 | 1.1079 | -5.5185 | -117.3827 | 117.0064 | -5.6401 | -117.7129 | 117.0595
Line2_1_4 | 4.4976 | 0.17796 | 0.15002 | 4.4976 | 0.17796 | 0.15002 | 1.0387 | 0.041098 | 0.034646 | 1.0387 | 0.041098 | 0.034646 | 0.37404 | -0.023243 | -0.025778 | -0.20563 | 0.02051 | 0.026746 | 0.71897 | -0.035855 | -0.027951 | -0.38477 | 0.036989 | 0.025904 | -68.0329 | 5.5706 | -110.3098 | 111.9671 | -174.4294 | 69.6902 |  | 0.78027 | 1.0397 | 1.0975 | 0.42002 | 1.0291 | 1.0747 | -5.5185 | -117.3827 | 117.0064 | -6.1545 | -113.4381 | 113.7744
Line3_1_5 | 0.36535 | 0.13511 | 0.10645 | 0.36535 | 0.13511 | 0.10645 | 0.084374 | 0.031203 | 0.024583 | 0.084374 | 0.031203 | 0.024583 | -0.023062 | -0.007338 | -0.0085844 | 0.024216 | 0.0076445 | 0.0086536 | -0.061663 | -0.031601 | -0.025577 | 0.06405 | 0.031959 | 0.025891 | 104.9878 | -14.3099 | -134.4405 | -75.0122 | 165.6901 | 45.5595 |  | 0.78027 | 1.0397 | 1.0975 | 0.81156 | 1.0531 | 1.1105 | -5.5185 | -117.3827 | 117.0064 | -5.723 | -117.7621 | 117.0782
Line4_2_6 | 0.3443 | 0.12599 | 0.098843 | 0.3443 | 0.12599 | 0.098843 | 0.079512 | 0.029097 | 0.022827 | 0.079512 | 0.029097 | 0.022827 | -0.023421 | -0.0068878 | -0.0076488 | 0.024447 | 0.0071562 | 0.0077048 | -0.059975 | -0.029834 | -0.024144 | 0.062091 | 0.030148 | 0.024415 | 105.641 | -14.7441 | -135.3506 | -74.359 | 165.256 | 44.6494 |  | 0.80975 | 1.0523 | 1.1095 | 0.83925 | 1.0649 | 1.1216 | -5.6904 | -117.7442 | 117.0713 | -5.8502 | -118.097 | 117.1348
Line5_6_7 | 0.3443 | 0.12599 | 0.098843 | 0.3443 | 0.12599 | 0.098843 | 0.079512 | 0.029097 | 0.022827 | 0.079512 | 0.029097 | 0.022827 | -0.024447 | -0.0071562 | -0.0077048 | 0.025474 | 0.0074247 | 0.0077608 | -0.062091 | -0.030148 | -0.024415 | 0.064208 | 0.030463 | 0.024685 | 105.641 | -14.744 | -135.3506 | -74.359 | 165.256 | 44.6494 |  | 0.83925 | 1.0649 | 1.1216 | 0.86875 | 1.0776 | 1.1336 | -5.8502 | -118.097 | 117.1348 | -5.9992 | -118.4416 | 117.1969
Line6_7_8 | 0 | 0 | 0 | 0 | 0 | 0 | 0 | 0 | 0 | 0 | 0 | 0 | 1.7703e-09 | 1.2322e-08 | -1.438e-08 | -6.2117e-10 | -8.3254e-09 | 9.234e-09 | 1.2932e-08 | -9.9177e-09 | -4.085e-09 | -8.9708e-09 | 6.7246e-09 | 2.5099e-09 | 0 | 0 | 0 | 0 | 0 | 0 |  | 0.86875 | 1.0776 | 1.1336 | 0.86875 | 1.0776 | 1.1336 | -5.9992 | -118.4416 | 117.1969 | -5.9992 | -118.4416 | 117.1969
Line7_8_9 | 0 | 0 | 0 | 0 | 0 | 0 | 0 | 0 | 0 | 0 | 0 | 0 | 5.901e-10 | 4.1075e-09 | -4.7934e-09 | 5.5904e-10 | -1.1051e-10 | -3.5271e-10 | 4.3106e-09 | -3.3059e-09 | -1.3617e-09 | -3.4957e-10 | 1.1282e-10 | -2.1344e-10 | 0 | 0 | 0 | 0 | 0 | 0 |  | 0.86875 | 1.0776 | 1.1336 | 0.86875 | 1.0776 | 1.1336 | -5.9992 | -118.4416 | 117.1969 | -5.9992 | -118.4416 | 117.1969
Line8_8_10 | 0 | 0 | 0 | 0 | 0 | 0 | 0 | 0 | 0 | 0 | 0 | 0 | 5.901e-10 | 4.1075e-09 | -4.7934e-09 | 5.5904e-10 | -1.1051e-10 | -3.5271e-10 | 4.3106e-09 | -3.3059e-09 | -1.3617e-09 | -3.4957e-10 | 1.1282e-10 | -2.1344e-10 | 0 | 0 | 0 | 0 | 0 | 0 |  | 0.86875 | 1.0776 | 1.1336 | 0.86875 | 1.0776 | 1.1336 | -5.9992 | -118.4416 | 117.1969 | -5.9992 | -118.4416 | 117.1969
Line9_3_11 | 0.30849 | 0.11108 | 0.086613 | 0.30849 | 0.11108 | 0.086613 | 0.071242 | 0.025652 | 0.020002 | 0.071242 | 0.025652 | 0.020002 | -0.021911 | -0.0056836 | -0.0060789 | 0.022738 | 0.0058945 | 0.0061169 | -0.053129 | -0.026352 | -0.021312 | 0.054823 | 0.026601 | 0.021519 | 106.7722 | -15.5417 | -137.0203 | -73.2278 | 164.4583 | 42.9797 |  | 0.80668 | 1.0509 | 1.1079 | 0.8331 | 1.0621 | 1.1184 | -5.6401 | -117.7129 | 117.0595 | -5.754 | -118.0361 | 117.1116

## LG_max_10
name | pf_ikss_a_from_ka | pf_ikss_b_from_ka | pf_ikss_c_from_ka | pf_ikss_a_to_ka | pf_ikss_b_to_ka | pf_ikss_c_to_ka | pf_skss_a_from_mw | pf_skss_b_from_mw | pf_skss_c_from_mw | pf_skss_a_to_mw | pf_skss_b_to_mw | pf_skss_c_to_mw | pf_p_a_from_mw | pf_p_b_from_mw | pf_p_c_from_mw | pf_p_a_to_mw | pf_p_b_to_mw | pf_p_c_to_mw | pf_q_a_from_mvar | pf_q_b_from_mvar | pf_q_c_from_mvar | pf_q_a_to_mvar | pf_q_b_to_mvar | pf_q_c_to_mvar | pf_ikss_a_from_degree | pf_ikss_b_from_degree | pf_ikss_c_from_degree | pf_ikss_a_to_degree | pf_ikss_b_to_degree | pf_ikss_c_to_degree | 3xI0 | pf_vm_a_from_pu | pf_vm_b_from_pu | pf_vm_c_from_pu | pf_vm_a_to_pu | pf_vm_b_to_pu | pf_vm_c_to_pu | pf_va_a_from_degree | pf_va_b_from_degree | pf_va_c_from_degree | pf_va_a_to_degree | pf_va_b_to_degree | pf_va_c_to_degree
Line0_1_2 | 0.35473 | 0.12764 | 0.099399 | 0.35473 | 0.12764 | 0.099399 | 0.081921 | 0.029476 | 0.022955 | 0.081921 | 0.029476 | 0.022955 | -0.023969 | -0.0071902 | -0.0083321 | 0.025055 | 0.0074686 | 0.0083887 | -0.061573 | -0.031245 | -0.025045 | 0.063819 | 0.031566 | 0.025322 | 105.5678 | -14.3268 | -134.6981 | -74.4322 | 165.6732 | 45.3019 |  | 0.80656 | 1.0877 | 1.1498 | 0.83691 | 1.1005 | 1.1621 | -5.7016 | -117.2861 | 116.9003 | -5.8672 | -117.6382 | 116.9728
Line10_11_12 | 0.31916 | 0.11296 | 0.08739 | 0.31916 | 0.11296 | 0.08739 | 0.073706 | 0.026086 | 0.020182 | 0.073706 | 0.026086 | 0.020182 | -0.024399 | -0.0064268 | -0.0067645 | 0.025282 | 0.0066473 | 0.006803 | -0.058596 | -0.028248 | -0.022649 | 0.060409 | 0.028504 | 0.022863 | 106.6782 | -15.1079 | -136.3505 | -73.3218 | 164.8921 | 43.6495 |  | 0.86117 | 1.1105 | 1.1712 | 0.88847 | 1.122 | 1.1819 | -5.9284 | -117.9252 | 117.0202 | -6.0314 | -118.2349 | 117.0785
Line11_12_13 | 0.31916 | 0.11296 | 0.08739 | 0.31916 | 0.11296 | 0.08739 | 0.073706 | 0.026086 | 0.020182 | 0.073706 | 0.026086 | 0.020182 | -0.025282 | -0.0066473 | -0.006803 | 0.026164 | 0.0068679 | 0.0068415 | -0.060409 | -0.028504 | -0.022863 | 0.062222 | 0.02876 | 0.023076 | 106.6782 | -15.1079 | -136.3505 | -73.3218 | 164.8921 | 43.6495 |  | 0.88847 | 1.122 | 1.1819 | 0.91578 | 1.1335 | 1.1926 | -6.0314 | -118.2349 | 117.0785 | -6.1282 | -118.5384 | 117.1358
Line12_13_15 | 0 | 0 | 0 | 0 | 0 | 0 | 0 | 0 | 0 | 0 | 0 | 0 | 2.0961e-09 | 1.3555e-08 | -1.5788e-08 | -7.9997e-10 | -9.1775e-09 | 1.0114e-08 | 1.4264e-08 | -1.0972e-08 | -4.3883e-09 | -9.9034e-09 | 7.4311e-09 | 2.6852e-09 | 0 | 0 | 0 | 0 | 0 | 0 |  | 0.91578 | 1.1335 | 1.1926 | 0.91578 | 1.1335 | 1.1926 | -6.1282 | -118.5384 | 117.1358 | -6.1282 | -118.5384 | 117.1358
Line13_13_14 | 0.31916 | 0.11296 | 0.08739 | 0.31916 | 0.11296 | 0.08739 | 0.073706 | 0.026086 | 0.020182 | 0.073706 | 0.026086 | 0.020182 | -0.026164 | -0.0068679 | -0.0068415 | 0.027046 | 0.0070884 | 0.0068801 | -0.062222 | -0.02876 | -0.023076 | 0.064035 | 0.029016 | 0.02329 | 106.6782 | -15.1078 | -136.3505 | -73.3218 | 164.8922 | 43.6495 |  | 0.91578 | 1.1335 | 1.1926 | 0.9431 | 1.145 | 1.2033 | -6.1282 | -118.5384 | 117.1358 | -6.2194 | -118.8358 | 117.1921
Line14_15_16 | 0 | 0 | 0 | 0 | 0 | 0 | 0 | 0 | 0 | 0 | 0 | 0 | 1.3974e-09 | 9.0367e-09 | -1.0526e-08 | -1.0125e-10 | -4.6591e-09 | 4.8517e-09 | 9.5091e-09 | -7.3145e-09 | -2.9255e-09 | -5.1489e-09 | 3.7739e-09 | 1.2224e-09 | 0 | 0 | 0 | 0 | 0 | 0 |  | 0.91578 | 1.1335 | 1.1926 | 0.91578 | 1.1335 | 1.1926 | -6.1282 | -118.5384 | 117.1358 | -6.1282 | -118.5384 | 117.1358
Line15_16_17 | 0 | 0 | 0 | 0 | 0 | 0 | 0 | 0 | 0 | 0 | 0 | 0 | 6.9872e-10 | 4.5184e-09 | -5.2628e-09 | 5.9746e-10 | -1.4073e-10 | -4.1105e-10 | 4.7546e-09 | -3.6573e-09 | -1.4628e-09 | -3.9431e-10 | 1.1661e-10 | -2.4036e-10 | 0 | 0 | 0 | 0 | 0 | 0 |  | 0.91578 | 1.1335 | 1.1926 | 0.91578 | 1.1335 | 1.1926 | -6.1282 | -118.5384 | 117.1358 | -6.1282 | -118.5384 | 117.1358
Line16_4_18 | 5.3714 | 0 | 0 | 5.3714 | 0 | 0 | 1.2405 | 0 | 0 | 1.2405 | 0 | 0 | 0.24043 | 1.5904e-08 | -1.6577e-08 | 7.8012e-14 | 9.6086e-11 | -9.679e-12 | 0.48086 | -7.4795e-09 | -6.7614e-09 | -7.0765e-14 | 8.2059e-10 | -7.7928e-10 | -69.7486 | 0 | 0 | 110.2514 | 0 | 0 |  | 0.4334 | 1.0767 | 1.1256 | 0 | 1.0545 | 1.0848 | -6.3136 | -113.3825 | 113.7079 | 0 | -108.8755 | 109.741
Line17_5_19 | 0.3755 | 0.13655 | 0.10682 | 0.3755 | 0.13655 | 0.10682 | 0.086719 | 0.031534 | 0.024669 | 0.086719 | 0.031534 | 0.024669 | -0.025861 | -0.0082546 | -0.0094425 | 0.027077 | 0.0085709 | 0.0095123 | -0.067978 | -0.033733 | -0.027092 | 0.070497 | 0.034097 | 0.027412 | 104.9301 | -13.9047 | -133.8049 | -75.0699 | 166.0953 | 46.1951 |  | 0.83869 | 1.1013 | 1.163 | 0.87084 | 1.1149 | 1.1762 | -5.8984 | -117.6549 | 116.9799 | -6.0806 | -118.0148 | 117.0577
Line1_1_3 | 0.31916 | 0.11296 | 0.08739 | 0.31916 | 0.11296 | 0.08739 | 0.073706 | 0.026086 | 0.020182 | 0.073706 | 0.026086 | 0.020182 | -0.022635 | -0.0059857 | -0.0066874 | 0.023517 | 0.0062063 | 0.006726 | -0.054971 | -0.027736 | -0.022221 | 0.056784 | 0.027992 | 0.022435 | 106.6783 | -15.1079 | -136.3504 | -73.3217 | 164.8921 | 43.6495 |  | 0.80656 | 1.0877 | 1.1498 | 0.83386 | 1.0991 | 1.1605 | -5.7016 | -117.2861 | 116.9003 | -5.8187 | -117.609 | 116.9608
Line2_1_4 | 4.6578 | 0.179 | 0.15017 | 4.6578 | 0.179 | 0.15017 | 1.0757 | 0.041337 | 0.03468 | 1.0757 | 0.041337 | 0.03468 | 0.39997 | -0.024325 | -0.027133 | -0.21933 | 0.021474 | 0.028114 | 0.76989 | -0.037815 | -0.029221 | -0.41138 | 0.038983 | 0.027083 | -68.2491 | 5.4655 | -110.2217 | 111.7509 | -174.5344 | 69.7783 |  | 0.80656 | 1.0877 | 1.1498 | 0.4334 | 1.0767 | 1.1256 | -5.7016 | -117.2861 | 116.9003 | -6.3136 | -113.3825 | 113.7079
Line3_1_5 | 0.3755 | 0.13655 | 0.10682 | 0.3755 | 0.13655 | 0.10682 | 0.086719 | 0.031534 | 0.024669 | 0.086719 | 0.031534 | 0.024669 | -0.024646 | -0.0079383 | -0.0093728 | 0.025861 | 0.0082546 | 0.0094425 | -0.065458 | -0.03337 | -0.026772 | 0.067978 | 0.033733 | 0.027092 | 104.9301 | -13.9048 | -133.8049 | -75.0699 | 166.0953 | 46.1951 |  | 0.80656 | 1.0877 | 1.1498 | 0.83869 | 1.1013 | 1.163 | -5.7016 | -117.2861 | 116.9003 | -5.8984 | -117.6549 | 116.9799
Line4_2_6 | 0.35473 | 0.12764 | 0.099399 | 0.35473 | 0.12764 | 0.099399 | 0.081921 | 0.029476 | 0.022955 | 0.081921 | 0.029476 | 0.022955 | -0.025055 | -0.0074686 | -0.0083887 | 0.026142 | 0.0077471 | 0.0084453 | -0.063819 | -0.031566 | -0.025322 | 0.066064 | 0.031887 | 0.025599 | 105.5678 | -14.3268 | -134.6981 | -74.4322 | 165.6733 | 45.3019 |  | 0.83691 | 1.1005 | 1.1621 | 0.86727 | 1.1133 | 1.1743 | -5.8672 | -117.6382 | 116.9728 | -6.0212 | -117.9823 | 117.0439
Line5_6_7 | 0.35473 | 0.12764 | 0.099399 | 0.35473 | 0.12764 | 0.099399 | 0.081921 | 0.029476 | 0.022955 | 0.081921 | 0.029476 | 0.022955 | -0.026142 | -0.0077471 | -0.0084453 | 0.027228 | 0.0080255 | 0.0085019 | -0.066064 | -0.031887 | -0.025599 | 0.068309 | 0.032208 | 0.025876 | 105.5678 | -14.3267 | -134.6981 | -74.4322 | 165.6733 | 45.3019 |  | 0.86727 | 1.1133 | 1.1743 | 0.89764 | 1.1261 | 1.1865 | -6.0212 | -117.9823 | 117.0439 | -6.1648 | -118.3185 | 117.1134
Line6_7_8 | 0 | 0 | 0 | 0 | 0 | 0 | 0 | 0 | 0 | 0 | 0 | 0 | 1.9003e-09 | 1.4072e-08 | -1.6431e-08 | -6.2177e-10 | -9.4913e-09 | 1.0572e-08 | 1.4556e-08 | -1.1191e-08 | -4.7501e-09 | -1.0093e-08 | 7.5938e-09 | 2.9257e-09 | 0 | 0 | 0 | 0 | 0 | 0 |  | 0.89764 | 1.1261 | 1.1865 | 0.89764 | 1.1261 | 1.1865 | -6.1648 | -118.3185 | 117.1134 | -6.1648 | -118.3185 | 117.1134
Line7_8_9 | 0 | 0 | 0 | 0 | 0 | 0 | 0 | 0 | 0 | 0 | 0 | 0 | 6.3344e-10 | 4.6908e-09 | -5.4771e-09 | 6.451e-10 | -1.0971e-10 | -3.8253e-10 | 4.8521e-09 | -3.7303e-09 | -1.5834e-09 | -3.888e-10 | 1.3328e-10 | -2.41e-10 | 0 | 0 | 0 | 0 | 0 | 0 |  | 0.89764 | 1.1261 | 1.1865 | 0.89764 | 1.1261 | 1.1865 | -6.1648 | -118.3185 | 117.1134 | -6.1648 | -118.3185 | 117.1134
Line8_8_10 | 0 | 0 | 0 | 0 | 0 | 0 | 0 | 0 | 0 | 0 | 0 | 0 | 6.3344e-10 | 4.6908e-09 | -5.4771e-09 | 6.451e-10 | -1.0971e-10 | -3.8253e-10 | 4.8521e-09 | -3.7303e-09 | -1.5834e-09 | -3.888e-10 | 1.3328e-10 | -2.41e-10 | 0 | 0 | 0 | 0 | 0 | 0 |  | 0.89764 | 1.1261 | 1.1865 | 0.89764 | 1.1261 | 1.1865 | -6.1648 | -118.3185 | 117.1134 | -6.1648 | -118.3185 | 117.1134
Line9_3_11 | 0.31916 | 0.11296 | 0.08739 | 0.31916 | 0.11296 | 0.08739 | 0.073706 | 0.026086 | 0.020182 | 0.073706 | 0.026086 | 0.020182 | -0.023517 | -0.0062063 | -0.006726 | 0.024399 | 0.0064268 | 0.0067645 | -0.056784 | -0.027992 | -0.022435 | 0.058596 | 0.028248 | 0.022649 | 106.6782 | -15.1079 | -136.3505 | -73.3218 | 164.8921 | 43.6495 |  | 0.83386 | 1.0991 | 1.1605 | 0.86117 | 1.1105 | 1.1712 | -5.8187 | -117.609 | 116.9608 | -5.9284 | -117.9252 | 117.0202

## LG_max_fault_6
name | pf_ikss_a_from_ka | pf_ikss_b_from_ka | pf_ikss_c_from_ka | pf_ikss_a_to_ka | pf_ikss_b_to_ka | pf_ikss_c_to_ka | pf_skss_a_from_mw | pf_skss_b_from_mw | pf_skss_c_from_mw | pf_skss_a_to_mw | pf_skss_b_to_mw | pf_skss_c_to_mw | pf_p_a_from_mw | pf_p_b_from_mw | pf_p_c_from_mw | pf_p_a_to_mw | pf_p_b_to_mw | pf_p_c_to_mw | pf_q_a_from_mvar | pf_q_b_from_mvar | pf_q_c_from_mvar | pf_q_a_to_mvar | pf_q_b_to_mvar | pf_q_c_to_mvar | pf_ikss_a_from_degree | pf_ikss_b_from_degree | pf_ikss_c_from_degree | pf_ikss_a_to_degree | pf_ikss_b_to_degree | pf_ikss_c_to_degree | 3xI0 | pf_vm_a_from_pu | pf_vm_b_from_pu | pf_vm_c_from_pu | pf_vm_a_to_pu | pf_vm_b_to_pu | pf_vm_c_to_pu | pf_va_a_from_degree | pf_va_b_from_degree | pf_va_c_from_degree | pf_va_a_to_degree | pf_va_b_to_degree | pf_va_c_to_degree
Line0_1_2 | 0.11413 | 0.11292 | 0.11278 | 0.11413 | 0.11292 | 0.11278 | 0.026358 | 0.026079 | 0.026045 | 0.026358 | 0.026079 | 0.026045 | -0.0019047 | -0.0016207 | -0.001603 | 0.002035 | 0.0017488 | 0.0017295 | -0.028783 | -0.028528 | -0.028509 | 0.029043 | 0.028784 | 0.028764 | 93.8141 | -26.641 | -146.7004 | -86.1859 | 153.359 | 33.2996 |  | 1.0944 | 1.0957 | 1.0964 | 1.1046 | 1.1058 | 1.1064 | 0.028022 | -119.8926 | 120.0815 | -0.19411 | -120.1178 | 119.8586
Line10_11_12 | 0.10176 | 0.1007 | 0.10057 | 0.10176 | 0.1007 | 0.10057 | 0.023499 | 0.023255 | 0.023225 | 0.023499 | 0.023255 | 0.023225 | -0.0018185 | -0.0015484 | -0.0015284 | 0.0019221 | 0.0016502 | 0.0016291 | -0.02608 | -0.025851 | -0.025833 | 0.026287 | 0.026054 | 0.026036 | 93.6202 | -26.8674 | -146.9309 | -86.3798 | 153.1326 | 33.0691 |  | 1.1125 | 1.1136 | 1.1142 | 1.1216 | 1.1226 | 1.1232 | -0.36849 | -120.2951 | 119.6832 | -0.56194 | -120.4915 | 119.4888
Line11_12_13 | 0.10176 | 0.1007 | 0.10057 | 0.10176 | 0.1007 | 0.10057 | 0.023499 | 0.023255 | 0.023225 | 0.023499 | 0.023255 | 0.023225 | -0.0019221 | -0.0016502 | -0.0016291 | 0.0020257 | 0.001752 | 0.0017297 | -0.026287 | -0.026054 | -0.026036 | 0.026493 | 0.026257 | 0.026238 | 93.6202 | -26.8674 | -146.9309 | -86.3798 | 153.1326 | 33.0691 |  | 1.1216 | 1.1226 | 1.1232 | 1.1307 | 1.1316 | 1.1322 | -0.56194 | -120.4915 | 119.4888 | -0.75228 | -120.6849 | 119.2975
Line12_13_15 | 0 | 0 | 0 | 0 | 0 | 0 | 0 | 0 | 0 | 0 | 0 | 0 | 1.0674e-09 | 1.0606e-09 | 9.183e-10 | -1.0465e-09 | -1.046e-09 | -9.5374e-10 | 2.5786e-10 | 5.8721e-11 | 1.7132e-10 | -2.2906e-10 | -9.1223e-11 | -1.6765e-10 | 0 | 0 | 0 | 0 | 0 | 0 |  | 1.1307 | 1.1316 | 1.1322 | 1.1307 | 1.1316 | 1.1322 | -0.75228 | -120.6849 | 119.2975 | -0.75228 | -120.6849 | 119.2975
Line13_13_14 | 0.10176 | 0.1007 | 0.10057 | 0.10176 | 0.1007 | 0.10057 | 0.023499 | 0.023255 | 0.023225 | 0.023499 | 0.023255 | 0.023225 | -0.0020257 | -0.001752 | -0.0017297 | 0.0021293 | 0.0018539 | 0.0018303 | -0.026493 | -0.026257 | -0.026238 | 0.0267 | 0.02646 | 0.026441 | 93.6202 | -26.8674 | -146.9309 | -86.3798 | 153.1326 | 33.0691 |  | 1.1307 | 1.1316 | 1.1322 | 1.1398 | 1.1406 | 1.1412 | -0.75228 | -120.6849 | 119.2975 | -0.93957 | -120.8751 | 119.1093
Line14_15_16 | 0 | 0 | 0 | 0 | 0 | 0 | 0 | 0 | 0 | 0 | 0 | 0 | 7.1162e-10 | 7.0704e-10 | 6.122e-10 | -6.9073e-10 | -6.925e-10 | -6.4764e-10 | 1.7191e-10 | 3.9147e-11 | 1.1421e-10 | -1.4311e-10 | -7.1649e-11 | -1.1055e-10 | 0 | 0 | 0 | 0 | 0 | 0 |  | 1.1307 | 1.1316 | 1.1322 | 1.1307 | 1.1316 | 1.1322 | -0.75228 | -120.6849 | 119.2975 | -0.75228 | -120.6849 | 119.2975
Line15_16_17 | 0 | 0 | 0 | 0 | 0 | 0 | 0 | 0 | 0 | 0 | 0 | 0 | 3.5581e-10 | 3.5352e-10 | 3.061e-10 | -3.3492e-10 | -3.3897e-10 | -3.4154e-10 | 8.5954e-11 | 1.9574e-11 | 5.7107e-11 | -5.7154e-11 | -5.2076e-11 | -5.3441e-11 | 0 | 0 | 0 | 0 | 0 | 0 |  | 1.1307 | 1.1316 | 1.1322 | 1.1307 | 1.1316 | 1.1322 | -0.75228 | -120.6849 | 119.2975 | -0.75228 | -120.6849 | 119.2975
Line16_4_18 | 0.035972 | 0 | 0 | 0.035972 | 0 | 0 | 0.0083073 | 0 | 0 | 0.0083073 | 0 | 0 | 0.0064806 | 3.0154e-10 | 1.2012e-10 | -0.0064698 | -2.3165e-10 | -2.3709e-10 | 0.0064914 | -9.8128e-11 | -7.4225e-12 | -0.0064698 | 3.3905e-12 | -5.4517e-12 | -45.1648 | 0 | 0 | 134.8352 | 0 | 0 |  | 1.1042 | 1.1075 | 1.1085 | 1.1014 | 1.1071 | 1.1083 | -0.11712 | -119.9744 | 119.9562 | -0.16475 | -119.9544 | 119.9268
Line17_5_19 | 0.12151 | 0.12021 | 0.12006 | 0.12151 | 0.12021 | 0.12006 | 0.028062 | 0.027762 | 0.027726 | 0.028062 | 0.027762 | 0.027726 | -0.002238 | -0.0019427 | -0.0019232 | 0.0023857 | 0.0020878 | 0.0020667 | -0.030935 | -0.030655 | -0.030634 | 0.031229 | 0.030945 | 0.030922 | 93.9309 | -26.5049 | -146.5619 | -86.0691 | 153.4951 | 33.4381 |  | 1.1052 | 1.1064 | 1.1071 | 1.1161 | 1.1172 | 1.1178 | -0.20715 | -120.1309 | 119.8457 | -0.43775 | -120.3647 | 119.6144
Line1_1_3 | 0.10176 | 0.1007 | 0.10057 | 0.10176 | 0.1007 | 0.10057 | 0.023499 | 0.023255 | 0.023225 | 0.023499 | 0.023255 | 0.023225 | -0.0016113 | -0.0013447 | -0.0013272 | 0.0017149 | 0.0014465 | 0.0014278 | -0.025667 | -0.025445 | -0.025428 | 0.025874 | 0.025648 | 0.025631 | 93.6202 | -26.8674 | -146.9309 | -86.3798 | 153.1326 | 33.0691 |  | 1.0944 | 1.0957 | 1.0964 | 1.1035 | 1.1047 | 1.1053 | 0.028022 | -119.8926 | 120.0815 | -0.17186 | -120.0955 | 119.8807
Line2_1_4 | 0.10061 | 0.12756 | 0.12737 | 0.10061 | 0.12756 | 0.12737 | 0.023234 | 0.02946 | 0.029415 | 0.023234 | 0.02946 | 0.029415 | -0.0038678 | -0.009791 | -0.0097774 | 0.0039665 | 0.0099408 | 0.0099532 | -0.025132 | -0.030758 | -0.030731 | 0.025346 | 0.031075 | 0.031049 | 98.7772 | -12.2352 | -132.2696 | -81.2228 | 167.7648 | 47.7304 |  | 1.0944 | 1.0957 | 1.0964 | 1.1042 | 1.1075 | 1.1085 | 0.028022 | -119.8926 | 120.0815 | -0.11712 | -119.9744 | 119.9562
Line3_1_5 | 0.12151 | 0.12021 | 0.12006 | 0.12151 | 0.12021 | 0.12006 | 0.028062 | 0.027762 | 0.027726 | 0.028062 | 0.027762 | 0.027726 | -0.0020904 | -0.0017975 | -0.0017798 | 0.002238 | 0.0019427 | 0.0019232 | -0.03064 | -0.030366 | -0.030345 | 0.030935 | 0.030655 | 0.030634 | 93.9309 | -26.5049 | -146.5619 | -86.0691 | 153.4951 | 33.4381 |  | 1.0944 | 1.0957 | 1.0964 | 1.1052 | 1.1064 | 1.1071 | 0.028022 | -119.8926 | 120.0815 | -0.20715 | -120.1309 | 119.8457
Line4_2_6 | 0.11413 | 0.11292 | 0.11278 | 0.11413 | 0.11292 | 0.11278 | 0.026358 | 0.026079 | 0.026045 | 0.026358 | 0.026079 | 0.026045 | -0.002035 | -0.0017488 | -0.0017295 | 0.0021654 | 0.0018769 | 0.0018561 | -0.029043 | -0.028784 | -0.028764 | 0.029303 | 0.029039 | 0.029019 | 93.8141 | -26.641 | -146.7004 | -86.1859 | 153.359 | 33.2996 |  | 1.1046 | 1.1058 | 1.1064 | 1.1148 | 1.1158 | 1.1165 | -0.19411 | -120.1178 | 119.8586 | -0.41218 | -120.3391 | 119.6398
Line5_6_7 | 0.11413 | 0.11292 | 0.11278 | 0.11413 | 0.11292 | 0.11278 | 0.026358 | 0.026079 | 0.026045 | 0.026358 | 0.026079 | 0.026045 | -0.0021654 | -0.0018769 | -0.0018561 | 0.0022957 | 0.002005 | 0.0019827 | -0.029303 | -0.029039 | -0.029019 | 0.029563 | 0.029295 | 0.029273 | 93.8141 | -26.641 | -146.7004 | -86.1859 | 153.359 | 33.2996 |  | 1.1148 | 1.1158 | 1.1165 | 1.125 | 1.1259 | 1.1265 | -0.41218 | -120.3391 | 119.6398 | -0.6263 | -120.5563 | 119.4249
Line6_7_8 | 0 | 0 | 0 | 0 | 0 | 0 | 0 | 0 | 0 | 0 | 0 | 0 | 9.9224e-10 | 9.8776e-10 | 8.3866e-10 | -9.7095e-10 | -9.7224e-10 | -8.7547e-10 | 2.3247e-10 | 2.5701e-11 | 1.4061e-10 | -2.0232e-10 | -5.9222e-11 | -1.3728e-10 | 0 | 0 | 0 | 0 | 0 | 0 |  | 1.125 | 1.1259 | 1.1265 | 1.125 | 1.1259 | 1.1265 | -0.6263 | -120.5563 | 119.4249 | -0.6263 | -120.5563 | 119.4249
Line7_8_9 | 0 | 0 | 0 | 0 | 0 | 0 | 0 | 0 | 0 | 0 | 0 | 0 | 3.3075e-10 | 3.2925e-10 | 2.7955e-10 | -3.0946e-10 | -3.1373e-10 | -3.1636e-10 | 7.7489e-11 | 8.5671e-12 | 4.6871e-11 | -4.7342e-11 | -4.2088e-11 | -4.3535e-11 | 0 | 0 | 0 | 0 | 0 | 0 |  | 1.125 | 1.1259 | 1.1265 | 1.125 | 1.1259 | 1.1265 | -0.6263 | -120.5563 | 119.4249 | -0.6263 | -120.5563 | 119.4249
Line8_8_10 | 0 | 0 | 0 | 0 | 0 | 0 | 0 | 0 | 0 | 0 | 0 | 0 | 3.3075e-10 | 3.2925e-10 | 2.7955e-10 | -3.0946e-10 | -3.1373e-10 | -3.1636e-10 | 7.7489e-11 | 8.5671e-12 | 4.6871e-11 | -4.7342e-11 | -4.2088e-11 | -4.3535e-11 | 0 | 0 | 0 | 0 | 0 | 0 |  | 1.125 | 1.1259 | 1.1265 | 1.125 | 1.1259 | 1.1265 | -0.6263 | -120.5563 | 119.4249 | -0.6263 | -120.5563 | 119.4249
Line9_3_11 | 0.10176 | 0.1007 | 0.10057 | 0.10176 | 0.1007 | 0.10057 | 0.023499 | 0.023255 | 0.023225 | 0.023499 | 0.023255 | 0.023225 | -0.0017149 | -0.0014465 | -0.0014278 | 0.0018185 | 0.0015484 | 0.0015284 | -0.025874 | -0.025648 | -0.025631 | 0.02608 | 0.025851 | 0.025833 | 93.6202 | -26.8674 | -146.9309 | -86.3798 | 153.1326 | 33.0691 |  | 1.1035 | 1.1047 | 1.1053 | 1.1125 | 1.1136 | 1.1142 | -0.17186 | -120.0955 | 119.8807 | -0.36849 | -120.2951 | 119.6832

## LG_max_fault_10
name | pf_ikss_a_from_ka | pf_ikss_b_from_ka | pf_ikss_c_from_ka | pf_ikss_a_to_ka | pf_ikss_b_to_ka | pf_ikss_c_to_ka | pf_skss_a_from_mw | pf_skss_b_from_mw | pf_skss_c_from_mw | pf_skss_a_to_mw | pf_skss_b_to_mw | pf_skss_c_to_mw | pf_p_a_from_mw | pf_p_b_from_mw | pf_p_c_from_mw | pf_p_a_to_mw | pf_p_b_to_mw | pf_p_c_to_mw | pf_q_a_from_mvar | pf_q_b_from_mvar | pf_q_c_from_mvar | pf_q_a_to_mvar | pf_q_b_to_mvar | pf_q_c_to_mvar | pf_ikss_a_from_degree | pf_ikss_b_from_degree | pf_ikss_c_from_degree | pf_ikss_a_to_degree | pf_ikss_b_to_degree | pf_ikss_c_to_degree | 3xI0 | pf_vm_a_from_pu | pf_vm_b_from_pu | pf_vm_c_from_pu | pf_vm_a_to_pu | pf_vm_b_to_pu | pf_vm_c_to_pu | pf_va_a_from_degree | pf_va_b_from_degree | pf_va_c_from_degree | pf_va_a_to_degree | pf_va_b_to_degree | pf_va_c_to_degree
Line0_1_2 | 0.11497 | 0.11369 | 0.11354 | 0.11497 | 0.11369 | 0.11354 | 0.026552 | 0.026256 | 0.02622 | 0.026552 | 0.026256 | 0.02622 | -0.0020506 | -0.0017377 | -0.0017183 | 0.0021829 | 0.0018675 | 0.0018465 | -0.030378 | -0.030095 | -0.030074 | 0.030642 | 0.030354 | 0.030332 | 93.8847 | -26.5894 | -146.6511 | -86.1153 | 153.4106 | 33.3489 |  | 1.1467 | 1.1481 | 1.1488 | 1.1569 | 1.1583 | 1.159 | 0.022872 | -119.8939 | 120.0788 | -0.1901 | -120.11 | 119.8652
Line10_11_12 | 0.10292 | 0.1018 | 0.10166 | 0.10292 | 0.1018 | 0.10166 | 0.023769 | 0.023509 | 0.023477 | 0.023769 | 0.023509 | 0.023477 | -0.0019578 | -0.0016593 | -0.0016375 | 0.0020638 | 0.0017634 | 0.0017403 | -0.027623 | -0.027367 | -0.027348 | 0.027834 | 0.027575 | 0.027555 | 93.6952 | -26.8122 | -146.8781 | -86.3048 | 153.1878 | 33.1219 |  | 1.165 | 1.1663 | 1.1669 | 1.1742 | 1.1753 | 1.176 | -0.35887 | -120.2817 | 119.6954 | -0.54526 | -120.4711 | 119.5081
Line11_12_13 | 0.10292 | 0.1018 | 0.10166 | 0.10292 | 0.1018 | 0.10166 | 0.023769 | 0.023509 | 0.023477 | 0.023769 | 0.023509 | 0.023477 | -0.0020638 | -0.0017634 | -0.0017403 | 0.0021698 | 0.0018675 | 0.0018431 | -0.027834 | -0.027575 | -0.027555 | 0.028045 | 0.027783 | 0.027762 | 93.6952 | -26.8122 | -146.8781 | -86.3048 | 153.1878 | 33.1219 |  | 1.1742 | 1.1753 | 1.176 | 1.1834 | 1.1845 | 1.1851 | -0.54526 | -120.4711 | 119.5081 | -0.72876 | -120.6576 | 119.3236
Line12_13_15 | 0 | 0 | 0 | 0 | 0 | 0 | 0 | 0 | 0 | 0 | 0 | 0 | 1.1593e-09 | 1.1523e-09 | 9.8689e-10 | -1.1352e-09 | -1.1352e-09 | -1.028e-09 | 2.8252e-10 | 5.1703e-11 | 1.8154e-10 | -2.4905e-10 | -8.9299e-11 | -1.7745e-10 | 0 | 0 | 0 | 0 | 0 | 0 |  | 1.1834 | 1.1845 | 1.1851 | 1.1834 | 1.1845 | 1.1851 | -0.72876 | -120.6576 | 119.3236 | -0.72876 | -120.6576 | 119.3236
Line13_13_14 | 0.10292 | 0.1018 | 0.10166 | 0.10292 | 0.1018 | 0.10166 | 0.023769 | 0.023509 | 0.023477 | 0.023769 | 0.023509 | 0.023477 | -0.0021698 | -0.0018675 | -0.0018431 | 0.0022758 | 0.0019715 | 0.0019459 | -0.028045 | -0.027783 | -0.027762 | 0.028257 | 0.02799 | 0.027968 | 93.6952 | -26.8122 | -146.8781 | -86.3048 | 153.1878 | 33.1219 |  | 1.1834 | 1.1845 | 1.1851 | 1.1926 | 1.1936 | 1.1942 | -0.72876 | -120.6576 | 119.3236 | -0.90942 | -120.8413 | 119.142
Line14_15_16 | 0 | 0 | 0 | 0 | 0 | 0 | 0 | 0 | 0 | 0 | 0 | 0 | 7.7286e-10 | 7.6817e-10 | 6.5793e-10 | -7.4878e-10 | -7.5116e-10 | -6.9901e-10 | 1.8835e-10 | 3.4468e-11 | 1.2103e-10 | -1.5488e-10 | -7.2065e-11 | -1.1694e-10 | 0 | 0 | 0 | 0 | 0 | 0 |  | 1.1834 | 1.1845 | 1.1851 | 1.1834 | 1.1845 | 1.1851 | -0.72876 | -120.6576 | 119.3236 | -0.72876 | -120.6576 | 119.3236
Line15_16_17 | 0 | 0 | 0 | 0 | 0 | 0 | 0 | 0 | 0 | 0 | 0 | 0 | 3.8643e-10 | 3.8408e-10 | 3.2896e-10 | -3.6235e-10 | -3.6708e-10 | -3.7004e-10 | 9.4172e-11 | 1.7234e-11 | 6.0514e-11 | -6.0708e-11 | -5.4831e-11 | -5.6425e-11 | 0 | 0 | 0 | 0 | 0 | 0 |  | 1.1834 | 1.1845 | 1.1851 | 1.1834 | 1.1845 | 1.1851 | -0.72876 | -120.6576 | 119.3236 | -0.72876 | -120.6576 | 119.3236
Line16_4_18 | 0.037672 | 0 | 0 | 0.037672 | 0 | 0 | 0.0087 | 0 | 0 | 0.0087 | 0 | 0 | 0.0071077 | 3.3076e-10 | 1.2821e-10 | -0.0070959 | -2.528e-10 | -2.5892e-10 | 0.0071195 | -1.0968e-10 | -8.1568e-12 | -0.0070959 | 3.7489e-12 | -6.0687e-12 | -45.1682 | 0 | 0 | 134.8318 | 0 | 0 |  | 1.1563 | 1.1599 | 1.161 | 1.1535 | 1.1595 | 1.1608 | -0.1206 | -119.9741 | 119.9551 | -0.16823 | -119.9541 | 119.9257
Line17_5_19 | 0.12211 | 0.12074 | 0.12057 | 0.12211 | 0.12074 | 0.12057 | 0.028201 | 0.027884 | 0.027845 | 0.028201 | 0.027884 | 0.027845 | -0.0023909 | -0.002066 | -0.0020449 | 0.0025401 | 0.0022125 | 0.0021896 | -0.032557 | -0.032248 | -0.032224 | 0.032854 | 0.03254 | 0.032516 | 93.9981 | -26.4564 | -146.5157 | -86.0019 | 153.5436 | 33.4843 |  | 1.1576 | 1.1589 | 1.1596 | 1.1685 | 1.1697 | 1.1704 | -0.20209 | -120.1221 | 119.8533 | -0.42285 | -120.3461 | 119.6319
Line1_1_3 | 0.10292 | 0.1018 | 0.10166 | 0.10292 | 0.1018 | 0.10166 | 0.023769 | 0.023509 | 0.023477 | 0.023769 | 0.023509 | 0.023477 | -0.0017458 | -0.0014511 | -0.0014319 | 0.0018518 | 0.0015552 | 0.0015347 | -0.0272 | -0.026952 | -0.026934 | 0.027411 | 0.02716 | 0.027141 | 93.6952 | -26.8122 | -146.8781 | -86.3048 | 153.1878 | 33.1219 |  | 1.1467 | 1.1481 | 1.1488 | 1.1559 | 1.1572 | 1.1579 | 0.022872 | -119.8939 | 120.0788 | -0.16951 | -120.0893 | 119.8856
Line2_1_4 | 0.099631 | 0.12779 | 0.12758 | 0.099631 | 0.12779 | 0.12758 | 0.023009 | 0.029511 | 0.029463 | 0.023009 | 0.029511 | 0.029463 | -0.0036261 | -0.010135 | -0.01012 | 0.0037226 | 0.010285 | 0.010297 | -0.026134 | -0.032331 | -0.032301 | 0.026344 | 0.032648 | 0.032619 | 97.9223 | -12.4889 | -132.525 | -82.0777 | 167.5111 | 47.475 |  | 1.1467 | 1.1481 | 1.1488 | 1.1563 | 1.1599 | 1.161 | 0.022872 | -119.8939 | 120.0788 | -0.1206 | -119.9741 | 119.9551
Line3_1_5 | 0.12211 | 0.12074 | 0.12057 | 0.12211 | 0.12074 | 0.12057 | 0.028201 | 0.027884 | 0.027845 | 0.028201 | 0.027884 | 0.027845 | -0.0022418 | -0.0019196 | -0.0019003 | 0.0023909 | 0.002066 | 0.0020449 | -0.03226 | -0.031956 | -0.031933 | 0.032557 | 0.032248 | 0.032224 | 93.9981 | -26.4564 | -146.5157 | -86.0019 | 153.5436 | 33.4843 |  | 1.1467 | 1.1481 | 1.1488 | 1.1576 | 1.1589 | 1.1596 | 0.022872 | -119.8939 | 120.0788 | -0.20209 | -120.1221 | 119.8533
Line4_2_6 | 0.11497 | 0.11369 | 0.11354 | 0.11497 | 0.11369 | 0.11354 | 0.026552 | 0.026256 | 0.02622 | 0.026552 | 0.026256 | 0.02622 | -0.0021829 | -0.0018675 | -0.0018465 | 0.0023151 | 0.0019974 | 0.0019748 | -0.030642 | -0.030354 | -0.030332 | 0.030905 | 0.030613 | 0.03059 | 93.8847 | -26.5894 | -146.6511 | -86.1153 | 153.4106 | 33.3489 |  | 1.1569 | 1.1583 | 1.159 | 1.1672 | 1.1684 | 1.1691 | -0.1901 | -120.11 | 119.8652 | -0.39932 | -120.3224 | 119.6552
Line5_6_7 | 0.11497 | 0.11369 | 0.11354 | 0.11497 | 0.11369 | 0.11354 | 0.026552 | 0.026256 | 0.02622 | 0.026552 | 0.026256 | 0.02622 | -0.0023151 | -0.0019974 | -0.0019748 | 0.0024474 | 0.0021272 | 0.002103 | -0.030905 | -0.030613 | -0.03059 | 0.031169 | 0.030872 | 0.030848 | 93.8847 | -26.5894 | -146.6511 | -86.1153 | 153.4106 | 33.3489 |  | 1.1672 | 1.1684 | 1.1691 | 1.1775 | 1.1786 | 1.1792 | -0.39932 | -120.3224 | 119.6552 | -0.6049 | -120.5311 | 119.4488
Line6_7_8 | 0 | 0 | 0 | 0 | 0 | 0 | 0 | 0 | 0 | 0 | 0 | 0 | 1.078e-09 | 1.0738e-09 | 9.0065e-10 | -1.0535e-09 | -1.0556e-09 | -9.4327e-10 | 2.5538e-10 | 1.6016e-11 | 1.4834e-10 | -2.2039e-10 | -5.4743e-11 | -1.4464e-10 | 0 | 0 | 0 | 0 | 0 | 0 |  | 1.1775 | 1.1786 | 1.1792 | 1.1775 | 1.1786 | 1.1792 | -0.6049 | -120.5311 | 119.4488 | -0.6049 | -120.5311 | 119.4488
Line7_8_9 | 0 | 0 | 0 | 0 | 0 | 0 | 0 | 0 | 0 | 0 | 0 | 0 | 3.5933e-10 | 3.5792e-10 | 3.0022e-10 | -3.3482e-10 | -3.3981e-10 | -3.4284e-10 | 8.5126e-11 | 5.3386e-12 | 4.9445e-11 | -5.0139e-11 | -4.4065e-11 | -4.5753e-11 | 0 | 0 | 0 | 0 | 0 | 0 |  | 1.1775 | 1.1786 | 1.1792 | 1.1775 | 1.1786 | 1.1792 | -0.6049 | -120.5311 | 119.4488 | -0.6049 | -120.5311 | 119.4488
Line8_8_10 | 0 | 0 | 0 | 0 | 0 | 0 | 0 | 0 | 0 | 0 | 0 | 0 | 3.5933e-10 | 3.5792e-10 | 3.0022e-10 | -3.3482e-10 | -3.3981e-10 | -3.4284e-10 | 8.5126e-11 | 5.3386e-12 | 4.9445e-11 | -5.0139e-11 | -4.4065e-11 | -4.5753e-11 | 0 | 0 | 0 | 0 | 0 | 0 |  | 1.1775 | 1.1786 | 1.1792 | 1.1775 | 1.1786 | 1.1792 | -0.6049 | -120.5311 | 119.4488 | -0.6049 | -120.5311 | 119.4488
Line9_3_11 | 0.10292 | 0.1018 | 0.10166 | 0.10292 | 0.1018 | 0.10166 | 0.023769 | 0.023509 | 0.023477 | 0.023769 | 0.023509 | 0.023477 | -0.0018518 | -0.0015552 | -0.0015347 | 0.0019578 | 0.0016593 | 0.0016375 | -0.027411 | -0.02716 | -0.027141 | 0.027623 | 0.027367 | 0.027348 | 93.6952 | -26.8122 | -146.8781 | -86.3048 | 153.1878 | 33.1219 |  | 1.1559 | 1.1572 | 1.1579 | 1.165 | 1.1663 | 1.1669 | -0.16951 | -120.0893 | 119.8856 | -0.35887 | -120.2817 | 119.6954

## LG_min_6
name | pf_ikss_a_from_ka | pf_ikss_b_from_ka | pf_ikss_c_from_ka | pf_ikss_a_to_ka | pf_ikss_b_to_ka | pf_ikss_c_to_ka | pf_skss_a_from_mw | pf_skss_b_from_mw | pf_skss_c_from_mw | pf_skss_a_to_mw | pf_skss_b_to_mw | pf_skss_c_to_mw | pf_p_a_from_mw | pf_p_b_from_mw | pf_p_c_from_mw | pf_p_a_to_mw | pf_p_b_to_mw | pf_p_c_to_mw | pf_q_a_from_mvar | pf_q_b_from_mvar | pf_q_c_from_mvar | pf_q_a_to_mvar | pf_q_b_to_mvar | pf_q_c_to_mvar | pf_ikss_a_from_degree | pf_ikss_b_from_degree | pf_ikss_c_from_degree | pf_ikss_a_to_degree | pf_ikss_b_to_degree | pf_ikss_c_to_degree | 3xI0 | pf_vm_a_from_pu | pf_vm_b_from_pu | pf_vm_c_from_pu | pf_vm_a_to_pu | pf_vm_b_to_pu | pf_vm_c_to_pu | pf_va_a_from_degree | pf_va_b_from_degree | pf_va_c_from_degree | pf_va_a_to_degree | pf_va_b_to_degree | pf_va_c_to_degree
Line0_1_2 | 0.0052894 | 0.0009105 | 0.00083753 | 0.0052894 | 0.00091051 | 0.00083751 | 0.0012215 | 0.00021027 | 0.00019342 | 0.0012215 | 0.00021027 | 0.00019342 | -0.00055226 | -0.00018433 | -0.00013179 | 0.00055269 | 0.00018435 | 0.00013182 | -0.00064053 | -3.2031e-05 | 0.00013218 | 0.00064102 | 3.2023e-05 | -0.00013217 | 120.0538 | 51.4411 | -18.5989 | -59.9462 | -128.5578 | 161.4023 |  | 0.69236 | 0.88976 | 0.96502 | 0.69289 | 0.88985 | 0.96511 | -10.7138 | -118.7009 | 116.3164 | -10.7139 | -118.7035 | 116.3258
Line10_11_12 | 0.0052746 | 0.00090595 | 0.00083414 | 0.0052746 | 0.00090597 | 0.00083413 | 0.0012181 | 0.00020922 | 0.00019264 | 0.0012181 | 0.00020922 | 0.00019263 | -0.00055288 | -0.00018353 | -0.00013071 | 0.00055331 | 0.00018355 | 0.00013074 | -0.00063858 | -3.1382e-05 | 0.00013223 | 0.00063908 | 3.1374e-05 | -0.00013222 | 120.1721 | 51.5908 | -18.3337 | -59.8279 | -128.4081 | 161.6675 |  | 0.69342 | 0.88994 | 0.96519 | 0.69396 | 0.89002 | 0.96527 | -10.7138 | -118.7059 | 116.3352 | -10.7137 | -118.7084 | 116.3446
Line11_12_13 | 0.0052746 | 0.00090596 | 0.00083413 | 0.0052746 | 0.00090598 | 0.00083412 | 0.0012181 | 0.00020922 | 0.00019263 | 0.0012181 | 0.00020923 | 0.00019263 | -0.00055331 | -0.00018355 | -0.00013074 | 0.00055373 | 0.00018357 | 0.00013077 | -0.00063908 | -3.1374e-05 | 0.00013222 | 0.00063957 | 3.1366e-05 | -0.00013221 | 120.172 | 51.5919 | -18.3325 | -59.828 | -128.407 | 161.6687 |  | 0.69396 | 0.89002 | 0.96527 | 0.69449 | 0.89011 | 0.96535 | -10.7137 | -118.7084 | 116.3446 | -10.7137 | -118.7109 | 116.354
Line12_13_15 | 0 | 0 | 0 | 0 | 0 | 0 | 0 | 0 | 0 | 0 | 0 | 0 | 2.6125e-09 | 9.176e-09 | -1.4015e-08 | -1.1332e-09 | -5.9227e-09 | 9.2819e-09 | 1.0798e-08 | -9.3606e-09 | -2.3527e-09 | -7.6483e-09 | 6.3101e-09 | 1.3546e-09 | 0 | 0 | 0 | 0 | 0 | 0 |  | 0.69449 | 0.89011 | 0.96535 | 0.69449 | 0.89011 | 0.96535 | -10.7137 | -118.7109 | 116.354 | -10.7137 | -118.7109 | 116.354
Line13_13_14 | 0.0052747 | 0.00090601 | 0.00083408 | 0.0052747 | 0.00090603 | 0.00083407 | 0.0012181 | 0.00020923 | 0.00019262 | 0.0012181 | 0.00020924 | 0.00019262 | -0.00055374 | -0.00018358 | -0.00013075 | 0.00055416 | 0.00018361 | 0.00013078 | -0.00063958 | -3.1356e-05 | 0.00013221 | 0.00064008 | 3.1348e-05 | -0.0001322 | 120.1716 | 51.5964 | -18.3277 | -59.8285 | -128.4025 | 161.6735 |  | 0.69449 | 0.89011 | 0.96535 | 0.69503 | 0.89019 | 0.96544 | -10.7137 | -118.7109 | 116.354 | -10.7136 | -118.7134 | 116.3634
Line14_15_16 | 0 | 0 | 0 | 0 | 0 | 0 | 0 | 0 | 0 | 0 | 0 | 0 | 1.7417e-09 | 6.1173e-09 | -9.3431e-09 | -2.6238e-10 | -2.864e-09 | 4.6104e-09 | 7.1986e-09 | -6.2404e-09 | -1.5685e-09 | -4.049e-09 | 3.1899e-09 | 5.704e-10 | 0 | 0 | 0 | 0 | 0 | 0 |  | 0.69449 | 0.89011 | 0.96535 | 0.69449 | 0.89011 | 0.96535 | -10.7137 | -118.7109 | 116.354 | -10.7137 | -118.7109 | 116.354
Line15_16_17 | 0 | 0 | 0 | 0 | 0 | 0 | 0 | 0 | 0 | 0 | 0 | 0 | 8.7085e-10 | 3.0587e-09 | -4.6715e-09 | 6.0847e-10 | 1.9469e-10 | -6.1151e-11 | 3.5993e-09 | -3.1202e-09 | -7.8424e-10 | -4.4972e-10 | 6.9751e-11 | -2.1384e-10 | 0 | 0 | 0 | 0 | 0 | 0 |  | 0.69449 | 0.89011 | 0.96535 | 0.69449 | 0.89011 | 0.96535 | -10.7137 | -118.7109 | 116.354 | -10.7137 | -118.7109 | 116.354
Line16_4_18 | 3.4655 | 0 | 0 | 3.4655 | 0 | 0 | 0.80033 | 0 | 0 | 0.80033 | 0 | 0 | 0.19216 | 1.0502e-08 | -1.1499e-08 | -7.7532e-14 | 2.4469e-10 | 1.4494e-10 | 0.20017 | -5.038e-09 | -4.5637e-09 | 8.3285e-14 | 5.2589e-10 | -5.8128e-10 | -56.914 | 0 | 0 | 123.086 | 0 | 0 |  | 0.3467 | 0.87099 | 0.92515 | 0 | 0.85731 | 0.88861 | -10.7449 | -114.3656 | 112.9006 | 0 | -109.8572 | 109.1761
Line17_5_19 | 0.0052969 | 0.00091284 | 0.00083916 | 0.0052969 | 0.00091286 | 0.00083915 | 0.0012233 | 0.00021081 | 0.0001938 | 0.0012233 | 0.00021082 | 0.00019379 | -0.0005528 | -0.00018478 | -0.00013237 | 0.00055323 | 0.00018481 | 0.0001324 | -0.00064251 | -3.2334e-05 | 0.00013213 | 0.00064301 | 3.2326e-05 | -0.00013212 | 119.9939 | 51.3713 | -18.7262 | -60.0062 | -128.6276 | 161.2751 |  | 0.69289 | 0.88985 | 0.96511 | 0.69343 | 0.88994 | 0.96519 | -10.7139 | -118.7035 | 116.3258 | -10.714 | -118.706 | 116.3353
Line1_1_3 | 0.0052745 | 0.00090593 | 0.00083416 | 0.0052745 | 0.00090594 | 0.00083415 | 0.0012181 | 0.00020922 | 0.00019264 | 0.0012181 | 0.00020922 | 0.00019264 | -0.00055203 | -0.00018348 | -0.00013065 | 0.00055246 | 0.00018351 | 0.00013068 | -0.00063759 | -3.1398e-05 | 0.00013225 | 0.00063808 | 3.139e-05 | -0.00013224 | 120.1724 | 51.5886 | -18.3361 | -59.8277 | -128.4103 | 161.6651 |  | 0.69236 | 0.88976 | 0.96502 | 0.69289 | 0.88985 | 0.9651 | -10.7138 | -118.7009 | 116.3164 | -10.7138 | -118.7034 | 116.3258
Line2_1_4 | 3.4553 | 0.0015759 | 0.0012673 | 3.4553 | 0.001576 | 0.0012673 | 0.79797 | 0.00036395 | 0.00029268 | 0.79797 | 0.00036395 | 0.00029267 | 0.38287 | -0.00030883 | -0.00027263 | -0.19183 | 0.00029424 | 0.00025669 | 0.39831 | -9.7417e-05 | 7.3788e-05 | -0.19935 | 0.00011794 | -8.6189e-05 | -56.8461 | 43.7916 | -48.5395 | 123.1539 | -136.2075 | 131.4614 |  | 0.69236 | 0.88976 | 0.96502 | 0.3467 | 0.87099 | 0.92515 | -10.7138 | -118.7009 | 116.3164 | -10.7449 | -114.3656 | 112.9006
Line3_1_5 | 0.0052969 | 0.00091283 | 0.00083918 | 0.0052969 | 0.00091284 | 0.00083917 | 0.0012233 | 0.00021081 | 0.0001938 | 0.0012233 | 0.00021081 | 0.0001938 | -0.00055237 | -0.00018476 | -0.00013234 | 0.0005528 | 0.00018478 | 0.00013237 | -0.00064201 | -3.2342e-05 | 0.00013214 | 0.00064251 | 3.2334e-05 | -0.00013213 | 119.994 | 51.3702 | -18.7274 | -60.0061 | -128.6287 | 161.2739 |  | 0.69236 | 0.88976 | 0.96502 | 0.69289 | 0.88985 | 0.96511 | -10.7138 | -118.7009 | 116.3164 | -10.7139 | -118.7035 | 116.3258
Line4_2_6 | 0.0052894 | 0.00091051 | 0.00083751 | 0.0052894 | 0.00091052 | 0.0008375 | 0.0012215 | 0.00021027 | 0.00019342 | 0.0012215 | 0.00021028 | 0.00019341 | -0.00055269 | -0.00018435 | -0.00013182 | 0.00055311 | 0.00018437 | 0.00013185 | -0.00064102 | -3.2023e-05 | 0.00013217 | 0.00064152 | 3.2015e-05 | -0.00013216 | 120.0537 | 51.4422 | -18.5977 | -59.9463 | -128.5567 | 161.4035 |  | 0.69289 | 0.88985 | 0.96511 | 0.69343 | 0.88994 | 0.96519 | -10.7139 | -118.7035 | 116.3258 | -10.7139 | -118.706 | 116.3352
Line5_6_7 | 0.0052894 | 0.00091052 | 0.0008375 | 0.0052894 | 0.00091054 | 0.00083749 | 0.0012215 | 0.00021028 | 0.00019341 | 0.0012215 | 0.00021028 | 0.00019341 | -0.00055311 | -0.00018437 | -0.00013185 | 0.00055354 | 0.0001844 | 0.00013187 | -0.00064152 | -3.2015e-05 | 0.00013216 | 0.00064202 | 3.2007e-05 | -0.00013215 | 120.0536 | 51.4433 | -18.5965 | -59.9465 | -128.5556 | 161.4047 |  | 0.69343 | 0.88994 | 0.96519 | 0.69396 | 0.89002 | 0.96527 | -10.7139 | -118.706 | 116.3352 | -10.714 | -118.7085 | 116.3447
Line6_7_8 | 0 | 0 | 0 | 0 | 0 | 0 | 0 | 0 | 0 | 0 | 0 | 0 | 2.601e-09 | 9.1977e-09 | -1.4029e-08 | -1.1246e-09 | -5.9368e-09 | 9.2917e-09 | 1.0807e-08 | -9.3596e-09 | -2.369e-09 | -7.6538e-09 | 6.3096e-09 | 1.365e-09 | 0 | 0 | 0 | 0 | 0 | 0 |  | 0.69396 | 0.89002 | 0.96527 | 0.69396 | 0.89002 | 0.96527 | -10.714 | -118.7085 | 116.3447 | -10.714 | -118.7085 | 116.3447
Line7_8_9 | 0 | 0 | 0 | 0 | 0 | 0 | 0 | 0 | 0 | 0 | 0 | 0 | 8.6699e-10 | 3.0659e-09 | -4.6763e-09 | 6.0935e-10 | 1.9494e-10 | -6.0896e-11 | 3.6022e-09 | -3.1199e-09 | -7.8968e-10 | -4.4939e-10 | 6.9878e-11 | -2.1437e-10 | 0 | 0 | 0 | 0 | 0 | 0 |  | 0.69396 | 0.89002 | 0.96527 | 0.69396 | 0.89002 | 0.96527 | -10.714 | -118.7085 | 116.3447 | -10.714 | -118.7085 | 116.3447
Line8_8_10 | 0 | 0 | 0 | 0 | 0 | 0 | 0 | 0 | 0 | 0 | 0 | 0 | 8.6699e-10 | 3.0659e-09 | -4.6763e-09 | 6.0935e-10 | 1.9494e-10 | -6.0896e-11 | 3.6022e-09 | -3.1199e-09 | -7.8968e-10 | -4.4939e-10 | 6.9878e-11 | -2.1437e-10 | 0 | 0 | 0 | 0 | 0 | 0 |  | 0.69396 | 0.89002 | 0.96527 | 0.69396 | 0.89002 | 0.96527 | -10.714 | -118.7085 | 116.3447 | -10.714 | -118.7085 | 116.3447
Line9_3_11 | 0.0052745 | 0.00090594 | 0.00083415 | 0.0052746 | 0.00090595 | 0.00083414 | 0.0012181 | 0.00020922 | 0.00019264 | 0.0012181 | 0.00020922 | 0.00019264 | -0.00055245 | -0.00018351 | -0.00013068 | 0.00055288 | 0.00018353 | 0.00013071 | -0.00063809 | -3.139e-05 | 0.00013224 | 0.00063858 | 3.1382e-05 | -0.00013223 | 120.1722 | 51.5897 | -18.3349 | -59.8278 | -128.4092 | 161.6663 |  | 0.69289 | 0.88985 | 0.9651 | 0.69342 | 0.88994 | 0.96519 | -10.7138 | -118.7034 | 116.3258 | -10.7138 | -118.7059 | 116.3352

## LG_min_10
name | pf_ikss_a_from_ka | pf_ikss_b_from_ka | pf_ikss_c_from_ka | pf_ikss_a_to_ka | pf_ikss_b_to_ka | pf_ikss_c_to_ka | pf_skss_a_from_mw | pf_skss_b_from_mw | pf_skss_c_from_mw | pf_skss_a_to_mw | pf_skss_b_to_mw | pf_skss_c_to_mw | pf_p_a_from_mw | pf_p_b_from_mw | pf_p_c_from_mw | pf_p_a_to_mw | pf_p_b_to_mw | pf_p_c_to_mw | pf_q_a_from_mvar | pf_q_b_from_mvar | pf_q_c_from_mvar | pf_q_a_to_mvar | pf_q_b_to_mvar | pf_q_c_to_mvar | pf_ikss_a_from_degree | pf_ikss_b_from_degree | pf_ikss_c_from_degree | pf_ikss_a_to_degree | pf_ikss_b_to_degree | pf_ikss_c_to_degree | 3xI0 | pf_vm_a_from_pu | pf_vm_b_from_pu | pf_vm_c_from_pu | pf_vm_a_to_pu | pf_vm_b_to_pu | pf_vm_c_to_pu | pf_va_a_from_degree | pf_va_b_from_degree | pf_va_c_from_degree | pf_va_a_to_degree | pf_va_b_to_degree | pf_va_c_to_degree
Line0_1_2 | 0.005011 | 0.00086258 | 0.00079345 | 0.005011 | 0.00086259 | 0.00079343 | 0.0011572 | 0.0001992 | 0.00018324 | 0.0011572 | 0.00019921 | 0.00018324 | -0.00049565 | -0.00016544 | -0.00011828 | 0.00049604 | 0.00016546 | 0.00011831 | -0.00057488 | -2.8748e-05 | 0.00011863 | 0.00057532 | 2.8741e-05 | -0.00011862 | 120.0538 | 51.4411 | -18.5989 | -59.9462 | -128.5578 | 161.4023 |  | 0.65592 | 0.84293 | 0.91423 | 0.65642 | 0.84302 | 0.91431 | -10.7138 | -118.7009 | 116.3164 | -10.7139 | -118.7035 | 116.3258
Line10_11_12 | 0.004997 | 0.00085827 | 0.00079024 | 0.004997 | 0.00085828 | 0.00079023 | 0.001154 | 0.00019821 | 0.0001825 | 0.001154 | 0.00019821 | 0.0001825 | -0.00049621 | -0.00016472 | -0.00011731 | 0.0004966 | 0.00016474 | 0.00011734 | -0.00057313 | -2.8165e-05 | 0.00011868 | 0.00057358 | 2.8158e-05 | -0.00011867 | 120.1721 | 51.5908 | -18.3337 | -59.8279 | -128.4081 | 161.6675 |  | 0.65693 | 0.8431 | 0.91439 | 0.65744 | 0.84318 | 0.91447 | -10.7138 | -118.7059 | 116.3352 | -10.7137 | -118.7084 | 116.3446
Line11_12_13 | 0.004997 | 0.00085828 | 0.00079023 | 0.004997 | 0.00085829 | 0.00079022 | 0.001154 | 0.00019821 | 0.0001825 | 0.001154 | 0.00019821 | 0.00018249 | -0.0004966 | -0.00016474 | -0.00011734 | 0.00049698 | 0.00016476 | 0.00011736 | -0.00057358 | -2.8158e-05 | 0.00011867 | 0.00057402 | 2.8151e-05 | -0.00011866 | 120.172 | 51.5919 | -18.3325 | -59.828 | -128.407 | 161.6687 |  | 0.65744 | 0.84318 | 0.91447 | 0.65794 | 0.84326 | 0.91455 | -10.7137 | -118.7084 | 116.3446 | -10.7137 | -118.7109 | 116.354
Line12_13_15 | 0 | 0 | 0 | 0 | 0 | 0 | 0 | 0 | 0 | 0 | 0 | 0 | 2.3448e-09 | 8.2355e-09 | -1.2578e-08 | -1.0171e-09 | -5.3156e-09 | 8.3306e-09 | 9.6911e-09 | -8.4012e-09 | -2.1116e-09 | -6.8644e-09 | 5.6634e-09 | 1.2158e-09 | 0 | 0 | 0 | 0 | 0 | 0 |  | 0.65794 | 0.84326 | 0.91455 | 0.65794 | 0.84326 | 0.91455 | -10.7137 | -118.7109 | 116.354 | -10.7137 | -118.7109 | 116.354
Line13_13_14 | 0.0049971 | 0.00085833 | 0.00079018 | 0.0049971 | 0.00085834 | 0.00079017 | 0.001154 | 0.00019822 | 0.00018248 | 0.001154 | 0.00019823 | 0.00018248 | -0.00049698 | -0.00016477 | -0.00011735 | 0.00049737 | 0.00016479 | 0.00011738 | -0.00057403 | -2.8142e-05 | 0.00011866 | 0.00057448 | 2.8135e-05 | -0.00011865 | 120.1716 | 51.5964 | -18.3277 | -59.8285 | -128.4025 | 161.6735 |  | 0.65794 | 0.84326 | 0.91455 | 0.65845 | 0.84334 | 0.91462 | -10.7137 | -118.7109 | 116.354 | -10.7136 | -118.7134 | 116.3634
Line14_15_16 | 0 | 0 | 0 | 0 | 0 | 0 | 0 | 0 | 0 | 0 | 0 | 0 | 1.5632e-09 | 5.4904e-09 | -8.3855e-09 | -2.3548e-10 | -2.5704e-09 | 4.1378e-09 | 6.4608e-09 | -5.6008e-09 | -1.4077e-09 | -3.634e-09 | 2.863e-09 | 5.1194e-10 | 0 | 0 | 0 | 0 | 0 | 0 |  | 0.65794 | 0.84326 | 0.91455 | 0.65794 | 0.84326 | 0.91455 | -10.7137 | -118.7109 | 116.354 | -10.7137 | -118.7109 | 116.354
Line15_16_17 | 0 | 0 | 0 | 0 | 0 | 0 | 0 | 0 | 0 | 0 | 0 | 0 | 7.8159e-10 | 2.7452e-09 | -4.1927e-09 | 5.4611e-10 | 1.7473e-10 | -5.4884e-11 | 3.2304e-09 | -2.8004e-09 | -7.0386e-10 | -4.0363e-10 | 6.2602e-11 | -1.9192e-10 | 0 | 0 | 0 | 0 | 0 | 0 |  | 0.65794 | 0.84326 | 0.91455 | 0.65794 | 0.84326 | 0.91455 | -10.7137 | -118.7109 | 116.354 | -10.7137 | -118.7109 | 116.354
Line16_4_18 | 3.2831 | 0 | 0 | 3.2831 | 0 | 0 | 0.75821 | 0 | 0 | 0.75821 | 0 | 0 | 0.17246 | 9.4252e-09 | -1.032e-08 | -6.9538e-14 | 2.1961e-10 | 1.3009e-10 | 0.17965 | -4.5216e-09 | -4.096e-09 | 7.4845e-14 | 4.7199e-10 | -5.217e-10 | -56.914 | 0 | 0 | 123.086 | 0 | 0 |  | 0.32845 | 0.82515 | 0.87646 | 0 | 0.81219 | 0.84184 | -10.7449 | -114.3656 | 112.9006 | 0 | -109.8572 | 109.1761
Line17_5_19 | 0.0050181 | 0.0008648 | 0.000795 | 0.0050181 | 0.00086481 | 0.00079499 | 0.0011589 | 0.00019972 | 0.0001836 | 0.0011589 | 0.00019972 | 0.00018359 | -0.00049614 | -0.00016584 | -0.00011881 | 0.00049653 | 0.00016586 | 0.00011883 | -0.00057666 | -2.902e-05 | 0.00011859 | 0.00057711 | 2.9013e-05 | -0.00011858 | 119.9939 | 51.3713 | -18.7262 | -60.0062 | -128.6276 | 161.2751 |  | 0.65642 | 0.84302 | 0.91431 | 0.65693 | 0.8431 | 0.91439 | -10.7139 | -118.7035 | 116.3258 | -10.714 | -118.706 | 116.3353
Line1_1_3 | 0.0049969 | 0.00085825 | 0.00079026 | 0.0049969 | 0.00085826 | 0.00079025 | 0.001154 | 0.0001982 | 0.0001825 | 0.001154 | 0.00019821 | 0.0001825 | -0.00049545 | -0.00016468 | -0.00011726 | 0.00049583 | 0.0001647 | 0.00011729 | -0.00057224 | -2.818e-05 | 0.00011869 | 0.00057269 | 2.8173e-05 | -0.00011869 | 120.1724 | 51.5886 | -18.3361 | -59.8277 | -128.4103 | 161.6651 |  | 0.65592 | 0.84293 | 0.91423 | 0.65642 | 0.84301 | 0.91431 | -10.7138 | -118.7009 | 116.3164 | -10.7138 | -118.7034 | 116.3258
Line2_1_4 | 3.2735 | 0.001493 | 0.0012006 | 3.2735 | 0.001493 | 0.0012006 | 0.75598 | 0.00034479 | 0.00027728 | 0.75598 | 0.0003448 | 0.00027727 | 0.34363 | -0.00027717 | -0.00024469 | -0.17217 | 0.00026408 | 0.00023038 | 0.35748 | -8.7432e-05 | 6.6225e-05 | -0.17892 | 0.00010585 | -7.7355e-05 | -56.8461 | 43.7916 | -48.5395 | 123.1539 | -136.2075 | 131.4614 |  | 0.65592 | 0.84293 | 0.91423 | 0.32845 | 0.82515 | 0.87646 | -10.7138 | -118.7009 | 116.3164 | -10.7449 | -114.3656 | 112.9006
Line3_1_5 | 0.0050181 | 0.00086479 | 0.00079501 | 0.0050181 | 0.0008648 | 0.000795 | 0.0011589 | 0.00019971 | 0.0001836 | 0.0011589 | 0.00019972 | 0.0001836 | -0.00049575 | -0.00016582 | -0.00011878 | 0.00049614 | 0.00016584 | 0.00011881 | -0.00057621 | -2.9027e-05 | 0.0001186 | 0.00057666 | 2.902e-05 | -0.00011859 | 119.994 | 51.3702 | -18.7274 | -60.0061 | -128.6287 | 161.2739 |  | 0.65592 | 0.84293 | 0.91423 | 0.65642 | 0.84302 | 0.91431 | -10.7138 | -118.7009 | 116.3164 | -10.7139 | -118.7035 | 116.3258
Line4_2_6 | 0.005011 | 0.00086259 | 0.00079343 | 0.005011 | 0.0008626 | 0.00079342 | 0.0011572 | 0.00019921 | 0.00018324 | 0.0011572 | 0.00019921 | 0.00018323 | -0.00049604 | -0.00016546 | -0.00011831 | 0.00049642 | 0.00016548 | 0.00011833 | -0.00057532 | -2.8741e-05 | 0.00011862 | 0.00057577 | 2.8734e-05 | -0.00011861 | 120.0537 | 51.4422 | -18.5977 | -59.9463 | -128.5567 | 161.4035 |  | 0.65642 | 0.84302 | 0.91431 | 0.65693 | 0.8431 | 0.91439 | -10.7139 | -118.7035 | 116.3258 | -10.7139 | -118.706 | 116.3352
Line5_6_7 | 0.005011 | 0.0008626 | 0.00079342 | 0.005011 | 0.00086261 | 0.00079341 | 0.0011572 | 0.00019921 | 0.00018323 | 0.0011572 | 0.00019921 | 0.00018323 | -0.00049642 | -0.00016548 | -0.00011833 | 0.00049681 | 0.0001655 | 0.00011836 | -0.00057577 | -2.8734e-05 | 0.00011861 | 0.00057622 | 2.8726e-05 | -0.00011861 | 120.0536 | 51.4433 | -18.5965 | -59.9465 | -128.5556 | 161.4047 |  | 0.65693 | 0.8431 | 0.91439 | 0.65744 | 0.84318 | 0.91447 | -10.7139 | -118.706 | 116.3352 | -10.714 | -118.7085 | 116.3447
Line6_7_8 | 0 | 0 | 0 | 0 | 0 | 0 | 0 | 0 | 0 | 0 | 0 | 0 | 2.3344e-09 | 8.255e-09 | -1.2591e-08 | -1.0094e-09 | -5.3284e-09 | 8.3393e-09 | 9.699e-09 | -8.4003e-09 | -2.1262e-09 | -6.8694e-09 | 5.6629e-09 | 1.2251e-09 | 0 | 0 | 0 | 0 | 0 | 0 |  | 0.65744 | 0.84318 | 0.91447 | 0.65744 | 0.84318 | 0.91447 | -10.714 | -118.7085 | 116.3447 | -10.714 | -118.7085 | 116.3447
Line7_8_9 | 0 | 0 | 0 | 0 | 0 | 0 | 0 | 0 | 0 | 0 | 0 | 0 | 7.7813e-10 | 2.7517e-09 | -4.197e-09 | 5.469e-10 | 1.7496e-10 | -5.4655e-11 | 3.233e-09 | -2.8001e-09 | -7.0874e-10 | -4.0333e-10 | 6.2716e-11 | -1.9239e-10 | 0 | 0 | 0 | 0 | 0 | 0 |  | 0.65744 | 0.84318 | 0.91447 | 0.65744 | 0.84318 | 0.91447 | -10.714 | -118.7085 | 116.3447 | -10.714 | -118.7085 | 116.3447
Line8_8_10 | 0 | 0 | 0 | 0 | 0 | 0 | 0 | 0 | 0 | 0 | 0 | 0 | 7.7813e-10 | 2.7517e-09 | -4.197e-09 | 5.469e-10 | 1.7496e-10 | -5.4655e-11 | 3.233e-09 | -2.8001e-09 | -7.0874e-10 | -4.0333e-10 | 6.2716e-11 | -1.9239e-10 | 0 | 0 | 0 | 0 | 0 | 0 |  | 0.65744 | 0.84318 | 0.91447 | 0.65744 | 0.84318 | 0.91447 | -10.714 | -118.7085 | 116.3447 | -10.714 | -118.7085 | 116.3447
Line9_3_11 | 0.0049969 | 0.00085826 | 0.00079025 | 0.004997 | 0.00085827 | 0.00079024 | 0.001154 | 0.00019821 | 0.0001825 | 0.001154 | 0.00019821 | 0.0001825 | -0.00049583 | -0.0001647 | -0.00011729 | 0.00049622 | 0.00016472 | 0.00011731 | -0.00057269 | -2.8173e-05 | 0.00011869 | 0.00057313 | 2.8165e-05 | -0.00011868 | 120.1722 | 51.5897 | -18.3349 | -59.8278 | -128.4092 | 161.6663 |  | 0.65642 | 0.84301 | 0.91431 | 0.65693 | 0.8431 | 0.91439 | -10.7138 | -118.7034 | 116.3258 | -10.7138 | -118.7059 | 116.3352

## LG_min_fault_6
name | pf_ikss_a_from_ka | pf_ikss_b_from_ka | pf_ikss_c_from_ka | pf_ikss_a_to_ka | pf_ikss_b_to_ka | pf_ikss_c_to_ka | pf_skss_a_from_mw | pf_skss_b_from_mw | pf_skss_c_from_mw | pf_skss_a_to_mw | pf_skss_b_to_mw | pf_skss_c_to_mw | pf_p_a_from_mw | pf_p_b_from_mw | pf_p_c_from_mw | pf_p_a_to_mw | pf_p_b_to_mw | pf_p_c_to_mw | pf_q_a_from_mvar | pf_q_b_from_mvar | pf_q_c_from_mvar | pf_q_a_to_mvar | pf_q_b_to_mvar | pf_q_c_to_mvar | pf_ikss_a_from_degree | pf_ikss_b_from_degree | pf_ikss_c_from_degree | pf_ikss_a_to_degree | pf_ikss_b_to_degree | pf_ikss_c_to_degree | 3xI0 | pf_vm_a_from_pu | pf_vm_b_from_pu | pf_vm_c_from_pu | pf_vm_a_to_pu | pf_vm_b_to_pu | pf_vm_c_to_pu | pf_va_a_from_degree | pf_va_b_from_degree | pf_va_c_from_degree | pf_va_a_to_degree | pf_va_b_to_degree | pf_va_c_to_degree
Line0_1_2 | 4.6944e-05 | 8.0809e-06 | 7.4332e-06 | 4.6944e-05 | 8.081e-06 | 7.4331e-06 | 1.0841e-05 | 1.8662e-06 | 1.7166e-06 | 1.0841e-05 | 1.8662e-06 | 1.7166e-06 | -6.8709e-06 | -1.769e-06 | -9.7618e-07 | 6.871e-06 | 1.769e-06 | 9.7614e-07 | -7.6416e-06 | 1.0033e-07 | 1.3068e-06 | 7.6417e-06 | -1.0037e-07 | -1.3068e-06 | 131.8629 | 63.2501 | -6.7899 | -48.1372 | -116.7488 | 173.2113 |  | 0.94789 | 0.94944 | 0.95023 | 0.9479 | 0.94944 | 0.95023 | -0.097199 | -119.9961 | 119.9689 | -0.097194 | -119.9961 | 119.969
Line10_11_12 | 4.6813e-05 | 8.0405e-06 | 7.4032e-06 | 4.6813e-05 | 8.0406e-06 | 7.4031e-06 | 1.0811e-05 | 1.8569e-06 | 1.7097e-06 | 1.0811e-05 | 1.8569e-06 | 1.7097e-06 | -6.8675e-06 | -1.7599e-06 | -9.662e-07 | 6.8675e-06 | 1.7599e-06 | 9.6616e-07 | -7.6062e-06 | 1.0443e-07 | 1.306e-06 | 7.6062e-06 | -1.0447e-07 | -1.306e-06 | 131.9812 | 63.3999 | -6.5247 | -48.0189 | -116.599 | 173.4766 |  | 0.9479 | 0.94944 | 0.95023 | 0.94791 | 0.94944 | 0.95023 | -0.097187 | -119.9961 | 119.9691 | -0.097181 | -119.9961 | 119.9692
Line11_12_13 | 4.6813e-05 | 8.0406e-06 | 7.4031e-06 | 4.6813e-05 | 8.0407e-06 | 7.403e-06 | 1.0811e-05 | 1.8569e-06 | 1.7097e-06 | 1.0811e-05 | 1.8569e-06 | 1.7096e-06 | -6.8675e-06 | -1.7599e-06 | -9.6616e-07 | 6.8676e-06 | 1.7599e-06 | 9.6612e-07 | -7.6062e-06 | 1.0447e-07 | 1.306e-06 | 7.6063e-06 | -1.045e-07 | -1.306e-06 | 131.981 | 63.401 | -6.5235 | -48.019 | -116.5979 | 173.4778 |  | 0.94791 | 0.94944 | 0.95023 | 0.94791 | 0.94944 | 0.95023 | -0.097181 | -119.9961 | 119.9692 | -0.097174 | -119.9961 | 119.9693
Line12_13_15 | 0 | 0 | 0 | 0 | 0 | 0 | 0 | 0 | 0 | 0 | 0 | 0 | 3.4363e-11 | 6.4533e-11 | -1.2411e-10 | -1.5653e-11 | -4.1077e-11 | 8.1947e-11 | 1.3012e-10 | -1.0599e-10 | -2.8946e-12 | -9.2343e-11 | 7.0886e-11 | 1.5686e-13 | 0 | 0 | 0 | 0 | 0 | 0 |  | 0.94791 | 0.94944 | 0.95023 | 0.94791 | 0.94944 | 0.95023 | -0.097174 | -119.9961 | 119.9693 | -0.097174 | -119.9961 | 119.9693
Line13_13_14 | 4.6814e-05 | 8.041e-06 | 7.4026e-06 | 4.6814e-05 | 8.0412e-06 | 7.4025e-06 | 1.0811e-05 | 1.857e-06 | 1.7096e-06 | 1.0811e-05 | 1.857e-06 | 1.7095e-06 | -6.8676e-06 | -1.76e-06 | -9.66e-07 | 6.8677e-06 | 1.76e-06 | 9.6596e-07 | -7.6065e-06 | 1.0461e-07 | 1.306e-06 | 7.6065e-06 | -1.0464e-07 | -1.306e-06 | 131.9806 | 63.4054 | -6.5187 | -48.0195 | -116.5935 | 173.4825 |  | 0.94791 | 0.94944 | 0.95023 | 0.94792 | 0.94944 | 0.95023 | -0.097174 | -119.9961 | 119.9693 | -0.097168 | -119.9961 | 119.9694
Line14_15_16 | 0 | 0 | 0 | 0 | 0 | 0 | 0 | 0 | 0 | 0 | 0 | 0 | 2.2909e-11 | 4.3022e-11 | -8.2742e-11 | -4.1985e-12 | -1.9566e-11 | 4.0576e-11 | 8.6743e-11 | -7.0661e-11 | -1.9298e-12 | -4.8972e-11 | 3.5556e-11 | -8.0802e-13 | 0 | 0 | 0 | 0 | 0 | 0 |  | 0.94791 | 0.94944 | 0.95023 | 0.94791 | 0.94944 | 0.95023 | -0.097174 | -119.9961 | 119.9693 | -0.097174 | -119.9961 | 119.9693
Line15_16_17 | 0 | 0 | 0 | 0 | 0 | 0 | 0 | 0 | 0 | 0 | 0 | 0 | 1.1454e-11 | 2.1511e-11 | -4.1371e-11 | 7.2559e-12 | 1.9447e-12 | -7.9502e-13 | 4.3372e-11 | -3.533e-11 | -9.6488e-13 | -5.6e-12 | 2.256e-13 | -1.7729e-12 | 0 | 0 | 0 | 0 | 0 | 0 |  | 0.94791 | 0.94944 | 0.95023 | 0.94791 | 0.94944 | 0.95023 | -0.097174 | -119.9961 | 119.9693 | -0.097174 | -119.9961 | 119.9693
Line16_4_18 | 0.030757 | 0 | 0 | 0.030757 | 0 | 0 | 0.0071031 | 0 | 0 | 0.0071031 | 0 | 0 | 0.0047452 | 8.2336e-11 | -1.0788e-10 | -0.0047301 | 4.1556e-12 | 1.2705e-12 | 0.0047458 | -7.6877e-11 | -3.2726e-11 | -0.0047301 | 3.8975e-12 | -5.5382e-12 | -45.105 | 0 | 0 | 134.895 | 0 | 0 |  | 0.94482 | 0.94912 | 0.94993 | 0.94175 | 0.9488 | 0.94963 | -0.10117 | -119.9643 | 119.9366 | -0.10498 | -119.9324 | 119.9041
Line17_5_19 | 4.7011e-05 | 8.1017e-06 | 7.4478e-06 | 4.7011e-05 | 8.1018e-06 | 7.4477e-06 | 1.0857e-05 | 1.871e-06 | 1.72e-06 | 1.0857e-05 | 1.871e-06 | 1.72e-06 | -6.8727e-06 | -1.7737e-06 | -9.81e-07 | 6.8727e-06 | 1.7737e-06 | 9.8096e-07 | -7.6597e-06 | 9.8429e-08 | 1.3072e-06 | 7.6598e-06 | -9.8465e-08 | -1.3072e-06 | 131.8029 | 63.1803 | -6.9172 | -48.1972 | -116.8186 | 173.0841 |  | 0.9479 | 0.94944 | 0.95023 | 0.9479 | 0.94944 | 0.95023 | -0.097194 | -119.9961 | 119.969 | -0.097188 | -119.9961 | 119.9691
Line1_1_3 | 4.6812e-05 | 8.0403e-06 | 7.4034e-06 | 4.6813e-05 | 8.0404e-06 | 7.4033e-06 | 1.0811e-05 | 1.8568e-06 | 1.7097e-06 | 1.0811e-05 | 1.8569e-06 | 1.7097e-06 | -6.8674e-06 | -1.7599e-06 | -9.6628e-07 | 6.8674e-06 | 1.7599e-06 | 9.6624e-07 | -7.606e-06 | 1.0436e-07 | 1.306e-06 | 7.6061e-06 | -1.044e-07 | -1.306e-06 | 131.9814 | 63.3976 | -6.5271 | -48.0187 | -116.6013 | 173.4742 |  | 0.94789 | 0.94944 | 0.95023 | 0.9479 | 0.94944 | 0.95023 | -0.097199 | -119.9961 | 119.9689 | -0.097193 | -119.9961 | 119.969
Line2_1_4 | 0.030667 | 1.3987e-05 | 1.1248e-05 | 0.030667 | 1.3987e-05 | 1.1248e-05 | 0.0070822 | 3.2301e-06 | 2.5976e-06 | 0.0070822 | 3.2301e-06 | 2.5975e-06 | 0.0047519 | -3.0577e-06 | -2.267e-06 | -0.0047368 | 3.0566e-06 | 2.2657e-06 | 0.0047419 | -2.3546e-07 | 9.7635e-07 | -0.0047263 | 2.3703e-07 | -9.7734e-07 | -45.0371 | 55.6006 | -36.7305 | 134.9629 | -124.3985 | 143.2704 |  | 0.94789 | 0.94944 | 0.95023 | 0.94482 | 0.94912 | 0.94993 | -0.097199 | -119.9961 | 119.9689 | -0.10117 | -119.9643 | 119.9366
Line3_1_5 | 4.7011e-05 | 8.1016e-06 | 7.4479e-06 | 4.7011e-05 | 8.1017e-06 | 7.4478e-06 | 1.0857e-05 | 1.871e-06 | 1.72e-06 | 1.0857e-05 | 1.871e-06 | 1.72e-06 | -6.8726e-06 | -1.7736e-06 | -9.8104e-07 | 6.8727e-06 | 1.7737e-06 | 9.81e-07 | -7.6596e-06 | 9.8394e-08 | 1.3072e-06 | 7.6597e-06 | -9.8429e-08 | -1.3072e-06 | 131.803 | 63.1792 | -6.9184 | -48.1971 | -116.8197 | 173.0829 |  | 0.94789 | 0.94944 | 0.95023 | 0.9479 | 0.94944 | 0.95023 | -0.097199 | -119.9961 | 119.9689 | -0.097194 | -119.9961 | 119.969
Line4_2_6 | 4.6944e-05 | 8.081e-06 | 7.4331e-06 | 4.6944e-05 | 8.0811e-06 | 7.433e-06 | 1.0841e-05 | 1.8662e-06 | 1.7166e-06 | 1.0841e-05 | 1.8662e-06 | 1.7166e-06 | -6.8709e-06 | -1.769e-06 | -9.7614e-07 | 6.871e-06 | 1.769e-06 | 9.761e-07 | -7.6417e-06 | 1.0037e-07 | 1.3068e-06 | 7.6418e-06 | -1.004e-07 | -1.3068e-06 | 131.8627 | 63.2512 | -6.7887 | -48.1373 | -116.7477 | 173.2125 |  | 0.9479 | 0.94944 | 0.95023 | 0.9479 | 0.94944 | 0.95023 | -0.097194 | -119.9961 | 119.969 | -0.097188 | -119.9961 | 119.9691
Line5_6_7 | 4.6944e-05 | 8.0811e-06 | 7.433e-06 | 4.6945e-05 | 8.0812e-06 | 7.4329e-06 | 1.0841e-05 | 1.8662e-06 | 1.7166e-06 | 1.0841e-05 | 1.8663e-06 | 1.7166e-06 | -6.871e-06 | -1.769e-06 | -9.761e-07 | 6.871e-06 | 1.7691e-06 | 9.7606e-07 | -7.6418e-06 | 1.004e-07 | 1.3068e-06 | 7.6419e-06 | -1.0044e-07 | -1.3068e-06 | 131.8626 | 63.2523 | -6.7875 | -48.1374 | -116.7466 | 173.2137 |  | 0.9479 | 0.94944 | 0.95023 | 0.94791 | 0.94944 | 0.95023 | -0.097188 | -119.9961 | 119.9691 | -0.097182 | -119.9961 | 119.9692
Line6_7_8 | 0 | 0 | 0 | 0 | 0 | 0 | 0 | 0 | 0 | 0 | 0 | 0 | 3.425e-11 | 6.4737e-11 | -1.2427e-10 | -1.5561e-11 | -4.121e-11 | 8.2051e-11 | 1.3032e-10 | -1.0604e-10 | -3.0383e-12 | -9.2483e-11 | 7.092e-11 | 2.4748e-13 | 0 | 0 | 0 | 0 | 0 | 0 |  | 0.94791 | 0.94944 | 0.95023 | 0.94791 | 0.94944 | 0.95023 | -0.097182 | -119.9961 | 119.9692 | -0.097182 | -119.9961 | 119.9692
Line7_8_9 | 0 | 0 | 0 | 0 | 0 | 0 | 0 | 0 | 0 | 0 | 0 | 0 | 1.1417e-11 | 2.1579e-11 | -4.1422e-11 | 7.2722e-12 | 1.9476e-12 | -7.9325e-13 | 4.3441e-11 | -3.5347e-11 | -1.0128e-12 | -5.6005e-12 | 2.2616e-13 | -1.7781e-12 | 0 | 0 | 0 | 0 | 0 | 0 |  | 0.94791 | 0.94944 | 0.95023 | 0.94791 | 0.94944 | 0.95023 | -0.097182 | -119.9961 | 119.9692 | -0.097182 | -119.9961 | 119.9692
Line8_8_10 | 0 | 0 | 0 | 0 | 0 | 0 | 0 | 0 | 0 | 0 | 0 | 0 | 1.1417e-11 | 2.1579e-11 | -4.1422e-11 | 7.2722e-12 | 1.9476e-12 | -7.9325e-13 | 4.3441e-11 | -3.5347e-11 | -1.0128e-12 | -5.6005e-12 | 2.2616e-13 | -1.7781e-12 | 0 | 0 | 0 | 0 | 0 | 0 |  | 0.94791 | 0.94944 | 0.95023 | 0.94791 | 0.94944 | 0.95023 | -0.097182 | -119.9961 | 119.9692 | -0.097182 | -119.9961 | 119.9692
Line9_3_11 | 4.6813e-05 | 8.0404e-06 | 7.4033e-06 | 4.6813e-05 | 8.0405e-06 | 7.4032e-06 | 1.0811e-05 | 1.8569e-06 | 1.7097e-06 | 1.0811e-05 | 1.8569e-06 | 1.7097e-06 | -6.8674e-06 | -1.7599e-06 | -9.6624e-07 | 6.8675e-06 | 1.7599e-06 | 9.662e-07 | -7.6061e-06 | 1.044e-07 | 1.306e-06 | 7.6062e-06 | -1.0443e-07 | -1.306e-06 | 131.9813 | 63.3988 | -6.5259 | -48.0188 | -116.6002 | 173.4754 |  | 0.9479 | 0.94944 | 0.95023 | 0.9479 | 0.94944 | 0.95023 | -0.097193 | -119.9961 | 119.969 | -0.097187 | -119.9961 | 119.9691

## LG_min_fault_10
name | pf_ikss_a_from_ka | pf_ikss_b_from_ka | pf_ikss_c_from_ka | pf_ikss_a_to_ka | pf_ikss_b_to_ka | pf_ikss_c_to_ka | pf_skss_a_from_mw | pf_skss_b_from_mw | pf_skss_c_from_mw | pf_skss_a_to_mw | pf_skss_b_to_mw | pf_skss_c_to_mw | pf_p_a_from_mw | pf_p_b_from_mw | pf_p_c_from_mw | pf_p_a_to_mw | pf_p_b_to_mw | pf_p_c_to_mw | pf_q_a_from_mvar | pf_q_b_from_mvar | pf_q_c_from_mvar | pf_q_a_to_mvar | pf_q_b_to_mvar | pf_q_c_to_mvar | pf_ikss_a_from_degree | pf_ikss_b_from_degree | pf_ikss_c_from_degree | pf_ikss_a_to_degree | pf_ikss_b_to_degree | pf_ikss_c_to_degree | 3xI0 | pf_vm_a_from_pu | pf_vm_b_from_pu | pf_vm_c_from_pu | pf_vm_a_to_pu | pf_vm_b_to_pu | pf_vm_c_to_pu | pf_va_a_from_degree | pf_va_b_from_degree | pf_va_c_from_degree | pf_va_a_to_degree | pf_va_b_to_degree | pf_va_c_to_degree
Line0_1_2 | 4.4473e-05 | 7.6555e-06 | 7.042e-06 | 4.4474e-05 | 7.6557e-06 | 7.0419e-06 | 1.0271e-05 | 1.768e-06 | 1.6263e-06 | 1.0271e-05 | 1.768e-06 | 1.6263e-06 | -6.1667e-06 | -1.5877e-06 | -8.7613e-07 | 6.1667e-06 | 1.5877e-06 | 8.7609e-07 | -6.8584e-06 | 9.0049e-08 | 1.1729e-06 | 6.8585e-06 | -9.0081e-08 | -1.1729e-06 | 131.8629 | 63.2501 | -6.7899 | -48.1372 | -116.7488 | 173.2113 |  | 0.898 | 0.89947 | 0.90021 | 0.89801 | 0.89947 | 0.90021 | -0.097199 | -119.9961 | 119.9689 | -0.097194 | -119.9961 | 119.969
Line10_11_12 | 4.4349e-05 | 7.6173e-06 | 7.0135e-06 | 4.4349e-05 | 7.6174e-06 | 7.0134e-06 | 1.0242e-05 | 1.7591e-06 | 1.6197e-06 | 1.0242e-05 | 1.7592e-06 | 1.6197e-06 | -6.1636e-06 | -1.5795e-06 | -8.6717e-07 | 6.1637e-06 | 1.5795e-06 | 8.6714e-07 | -6.8266e-06 | 9.3728e-08 | 1.1722e-06 | 6.8267e-06 | -9.376e-08 | -1.1722e-06 | 131.9812 | 63.3999 | -6.5247 | -48.0189 | -116.599 | 173.4766 |  | 0.89801 | 0.89947 | 0.90022 | 0.89802 | 0.89947 | 0.90022 | -0.097187 | -119.9961 | 119.9691 | -0.097181 | -119.9961 | 119.9692
Line11_12_13 | 4.4349e-05 | 7.6174e-06 | 7.0134e-06 | 4.4349e-05 | 7.6175e-06 | 7.0133e-06 | 1.0242e-05 | 1.7592e-06 | 1.6197e-06 | 1.0242e-05 | 1.7592e-06 | 1.6197e-06 | -6.1636e-06 | -1.5795e-06 | -8.6714e-07 | 6.1637e-06 | 1.5796e-06 | 8.671e-07 | -6.8267e-06 | 9.376e-08 | 1.1722e-06 | 6.8267e-06 | -9.3792e-08 | -1.1722e-06 | 131.981 | 63.401 | -6.5235 | -48.019 | -116.5979 | 173.4778 |  | 0.89802 | 0.89947 | 0.90022 | 0.89802 | 0.89947 | 0.90022 | -0.097181 | -119.9961 | 119.9692 | -0.097174 | -119.9961 | 119.9693
Line12_13_15 | 0 | 0 | 0 | 0 | 0 | 0 | 0 | 0 | 0 | 0 | 0 | 0 | 3.0841e-11 | 5.7919e-11 | -1.1139e-10 | -1.4049e-11 | -3.6867e-11 | 7.3548e-11 | 1.1678e-10 | -9.5128e-11 | -2.598e-12 | -8.2879e-11 | 6.3621e-11 | 1.4078e-13 | 0 | 0 | 0 | 0 | 0 | 0 |  | 0.89802 | 0.89947 | 0.90022 | 0.89802 | 0.89947 | 0.90022 | -0.097174 | -119.9961 | 119.9693 | -0.097174 | -119.9961 | 119.9693
Line13_13_14 | 4.435e-05 | 7.6178e-06 | 7.013e-06 | 4.435e-05 | 7.6179e-06 | 7.0129e-06 | 1.0242e-05 | 1.7593e-06 | 1.6196e-06 | 1.0242e-05 | 1.7593e-06 | 1.6196e-06 | -6.1637e-06 | -1.5796e-06 | -8.6699e-07 | 6.1638e-06 | 1.5796e-06 | 8.6696e-07 | -6.8269e-06 | 9.3887e-08 | 1.1722e-06 | 6.8269e-06 | -9.3919e-08 | -1.1722e-06 | 131.9806 | 63.4054 | -6.5187 | -48.0195 | -116.5935 | 173.4825 |  | 0.89802 | 0.89947 | 0.90022 | 0.89803 | 0.89947 | 0.90022 | -0.097174 | -119.9961 | 119.9693 | -0.097168 | -119.9961 | 119.9694
Line14_15_16 | 0 | 0 | 0 | 0 | 0 | 0 | 0 | 0 | 0 | 0 | 0 | 0 | 2.0561e-11 | 3.8613e-11 | -7.4261e-11 | -3.7682e-12 | -1.7561e-11 | 3.6417e-11 | 7.7853e-11 | -6.3418e-11 | -1.732e-12 | -4.3952e-11 | 3.1912e-11 | -7.252e-13 | 0 | 0 | 0 | 0 | 0 | 0 |  | 0.89802 | 0.89947 | 0.90022 | 0.89802 | 0.89947 | 0.90022 | -0.097174 | -119.9961 | 119.9693 | -0.097174 | -119.9961 | 119.9693
Line15_16_17 | 0 | 0 | 0 | 0 | 0 | 0 | 0 | 0 | 0 | 0 | 0 | 0 | 1.028e-11 | 1.9306e-11 | -3.7131e-11 | 6.5122e-12 | 1.7454e-12 | -7.1353e-13 | 3.8926e-11 | -3.1709e-11 | -8.6599e-13 | -5.0261e-12 | 2.0248e-13 | -1.5912e-12 | 0 | 0 | 0 | 0 | 0 | 0 |  | 0.89802 | 0.89947 | 0.90022 | 0.89802 | 0.89947 | 0.90022 | -0.097174 | -119.9961 | 119.9693 | -0.097174 | -119.9961 | 119.9693
Line16_4_18 | 0.029139 | 0 | 0 | 0.029139 | 0 | 0 | 0.0067293 | 0 | 0 | 0.0067293 | 0 | 0 | 0.0042589 | 7.3897e-11 | -9.6825e-11 | -0.0042453 | 3.7296e-12 | 1.1403e-12 | 0.0042594 | -6.8998e-11 | -2.9372e-11 | -0.0042453 | 3.498e-12 | -4.9706e-12 | -45.105 | 0 | 0 | 134.895 | 0 | 0 |  | 0.8951 | 0.89917 | 0.89993 | 0.89218 | 0.89887 | 0.89965 | -0.10117 | -119.9643 | 119.9366 | -0.10498 | -119.9324 | 119.9041
Line17_5_19 | 4.4537e-05 | 7.6753e-06 | 7.0558e-06 | 4.4537e-05 | 7.6754e-06 | 7.0557e-06 | 1.0285e-05 | 1.7725e-06 | 1.6295e-06 | 1.0285e-05 | 1.7726e-06 | 1.6294e-06 | -6.1683e-06 | -1.5919e-06 | -8.8045e-07 | 6.1683e-06 | 1.5919e-06 | 8.8042e-07 | -6.8746e-06 | 8.8341e-08 | 1.1732e-06 | 6.8747e-06 | -8.8373e-08 | -1.1732e-06 | 131.8029 | 63.1803 | -6.9172 | -48.1972 | -116.8186 | 173.0841 |  | 0.89801 | 0.89947 | 0.90021 | 0.89801 | 0.89947 | 0.90022 | -0.097194 | -119.9961 | 119.969 | -0.097188 | -119.9961 | 119.9691
Line1_1_3 | 4.4349e-05 | 7.6171e-06 | 7.0137e-06 | 4.4349e-05 | 7.6172e-06 | 7.0136e-06 | 1.0242e-05 | 1.7591e-06 | 1.6198e-06 | 1.0242e-05 | 1.7591e-06 | 1.6197e-06 | -6.1635e-06 | -1.5795e-06 | -8.6724e-07 | 6.1636e-06 | 1.5795e-06 | 8.6721e-07 | -6.8264e-06 | 9.3664e-08 | 1.1722e-06 | 6.8265e-06 | -9.3696e-08 | -1.1722e-06 | 131.9814 | 63.3976 | -6.5271 | -48.0187 | -116.6013 | 173.4742 |  | 0.898 | 0.89947 | 0.90021 | 0.89801 | 0.89947 | 0.90021 | -0.097199 | -119.9961 | 119.9689 | -0.097193 | -119.9961 | 119.969
Line2_1_4 | 0.029053 | 1.3251e-05 | 1.0656e-05 | 0.029053 | 1.3251e-05 | 1.0656e-05 | 0.0067094 | 3.0601e-06 | 2.4609e-06 | 0.0067094 | 3.0601e-06 | 2.4608e-06 | 0.0042649 | -2.7443e-06 | -2.0346e-06 | -0.0042513 | 2.7433e-06 | 2.0335e-06 | 0.0042559 | -2.1133e-07 | 8.7628e-07 | -0.0042418 | 2.1273e-07 | -8.7717e-07 | -45.0371 | 55.6006 | -36.7305 | 134.9629 | -124.3985 | 143.2704 |  | 0.898 | 0.89947 | 0.90021 | 0.8951 | 0.89917 | 0.89993 | -0.097199 | -119.9961 | 119.9689 | -0.10117 | -119.9643 | 119.9366
Line3_1_5 | 4.4536e-05 | 7.6752e-06 | 7.0559e-06 | 4.4537e-05 | 7.6753e-06 | 7.0558e-06 | 1.0285e-05 | 1.7725e-06 | 1.6295e-06 | 1.0285e-05 | 1.7725e-06 | 1.6295e-06 | -6.1682e-06 | -1.5919e-06 | -8.8049e-07 | 6.1683e-06 | 1.5919e-06 | 8.8045e-07 | -6.8746e-06 | 8.8309e-08 | 1.1732e-06 | 6.8746e-06 | -8.8341e-08 | -1.1732e-06 | 131.803 | 63.1792 | -6.9184 | -48.1971 | -116.8197 | 173.0829 |  | 0.898 | 0.89947 | 0.90021 | 0.89801 | 0.89947 | 0.90021 | -0.097199 | -119.9961 | 119.9689 | -0.097194 | -119.9961 | 119.969
Line4_2_6 | 4.4474e-05 | 7.6556e-06 | 7.0419e-06 | 4.4474e-05 | 7.6558e-06 | 7.0418e-06 | 1.0271e-05 | 1.768e-06 | 1.6263e-06 | 1.0271e-05 | 1.768e-06 | 1.6262e-06 | -6.1667e-06 | -1.5877e-06 | -8.7609e-07 | 6.1668e-06 | 1.5877e-06 | 8.7606e-07 | -6.8585e-06 | 9.0081e-08 | 1.1729e-06 | 6.8585e-06 | -9.0113e-08 | -1.1729e-06 | 131.8627 | 63.2512 | -6.7887 | -48.1373 | -116.7477 | 173.2125 |  | 0.89801 | 0.89947 | 0.90021 | 0.89801 | 0.89947 | 0.90022 | -0.097194 | -119.9961 | 119.969 | -0.097188 | -119.9961 | 119.9691
Line5_6_7 | 4.4474e-05 | 7.6558e-06 | 7.0418e-06 | 4.4474e-05 | 7.6559e-06 | 7.0417e-06 | 1.0271e-05 | 1.768e-06 | 1.6262e-06 | 1.0271e-05 | 1.768e-06 | 1.6262e-06 | -6.1668e-06 | -1.5877e-06 | -8.7606e-07 | 6.1668e-06 | 1.5877e-06 | 8.7602e-07 | -6.8586e-06 | 9.0113e-08 | 1.1729e-06 | 6.8586e-06 | -9.0145e-08 | -1.1729e-06 | 131.8626 | 63.2523 | -6.7875 | -48.1374 | -116.7466 | 173.2137 |  | 0.89801 | 0.89947 | 0.90022 | 0.89802 | 0.89947 | 0.90022 | -0.097188 | -119.9961 | 119.9691 | -0.097182 | -119.9961 | 119.9692
Line6_7_8 | 0 | 0 | 0 | 0 | 0 | 0 | 0 | 0 | 0 | 0 | 0 | 0 | 3.074e-11 | 5.8102e-11 | -1.1153e-10 | -1.3966e-11 | -3.6986e-11 | 7.3641e-11 | 1.1697e-10 | -9.5173e-11 | -2.7269e-12 | -8.3004e-11 | 6.3651e-11 | 2.2211e-13 | 0 | 0 | 0 | 0 | 0 | 0 |  | 0.89802 | 0.89947 | 0.90022 | 0.89802 | 0.89947 | 0.90022 | -0.097182 | -119.9961 | 119.9692 | -0.097182 | -119.9961 | 119.9692
Line7_8_9 | 0 | 0 | 0 | 0 | 0 | 0 | 0 | 0 | 0 | 0 | 0 | 0 | 1.0247e-11 | 1.9367e-11 | -3.7177e-11 | 6.5268e-12 | 1.748e-12 | -7.1195e-13 | 3.8989e-11 | -3.1724e-11 | -9.0897e-13 | -5.0265e-12 | 2.0298e-13 | -1.5958e-12 | 0 | 0 | 0 | 0 | 0 | 0 |  | 0.89802 | 0.89947 | 0.90022 | 0.89802 | 0.89947 | 0.90022 | -0.097182 | -119.9961 | 119.9692 | -0.097182 | -119.9961 | 119.9692
Line8_8_10 | 0 | 0 | 0 | 0 | 0 | 0 | 0 | 0 | 0 | 0 | 0 | 0 | 1.0247e-11 | 1.9367e-11 | -3.7177e-11 | 6.5268e-12 | 1.748e-12 | -7.1195e-13 | 3.8989e-11 | -3.1724e-11 | -9.0897e-13 | -5.0265e-12 | 2.0298e-13 | -1.5958e-12 | 0 | 0 | 0 | 0 | 0 | 0 |  | 0.89802 | 0.89947 | 0.90022 | 0.89802 | 0.89947 | 0.90022 | -0.097182 | -119.9961 | 119.9692 | -0.097182 | -119.9961 | 119.9692
Line9_3_11 | 4.4349e-05 | 7.6172e-06 | 7.0136e-06 | 4.4349e-05 | 7.6173e-06 | 7.0135e-06 | 1.0242e-05 | 1.7591e-06 | 1.6197e-06 | 1.0242e-05 | 1.7591e-06 | 1.6197e-06 | -6.1636e-06 | -1.5795e-06 | -8.6721e-07 | 6.1636e-06 | 1.5795e-06 | 8.6717e-07 | -6.8265e-06 | 9.3696e-08 | 1.1722e-06 | 6.8266e-06 | -9.3728e-08 | -1.1722e-06 | 131.9813 | 63.3988 | -6.5259 | -48.0188 | -116.6002 | 173.4754 |  | 0.89801 | 0.89947 | 0.90021 | 0.89801 | 0.89947 | 0.90022 | -0.097193 | -119.9961 | 119.969 | -0.097187 | -119.9961 | 119.9691

## LLG_max_6
name | pf_ikss_a_from_ka | pf_ikss_b_from_ka | pf_ikss_c_from_ka | pf_ikss_a_to_ka | pf_ikss_b_to_ka | pf_ikss_c_to_ka | pf_skss_a_from_mw | pf_skss_b_from_mw | pf_skss_c_from_mw | pf_skss_a_to_mw | pf_skss_b_to_mw | pf_skss_c_to_mw | pf_p_a_from_mw | pf_p_b_from_mw | pf_p_c_from_mw | pf_p_a_to_mw | pf_p_b_to_mw | pf_p_c_to_mw | pf_q_a_from_mvar | pf_q_b_from_mvar | pf_q_c_from_mvar | pf_q_a_to_mvar | pf_q_b_to_mvar | pf_q_c_to_mvar | pf_ikss_a_from_degree | pf_ikss_b_from_degree | pf_ikss_c_from_degree | pf_ikss_a_to_degree | pf_ikss_b_to_degree | pf_ikss_c_to_degree | 3xI0 | pf_vm_a_from_pu | pf_vm_b_from_pu | pf_vm_c_from_pu | pf_vm_a_to_pu | pf_vm_b_to_pu | pf_vm_c_to_pu | pf_va_a_from_degree | pf_va_b_from_degree | pf_va_c_from_degree | pf_va_a_to_degree | pf_va_b_to_degree | pf_va_c_to_degree
Line0_1_2 | 0.11579 | 0.32404 | 0.34695 | 0.11579 | 0.32404 | 0.34695 | 0.026741 | 0.074834 | 0.080125 | 0.026741 | 0.074834 | 0.080125 | -0.013197 | -0.017342 | -0.032239 | 0.013416 | 0.01804 | 0.033568 | -0.024005 | -0.05666 | -0.052691 | 0.024367 | 0.058739 | 0.054742 | 117.5032 | -18.2387 | -124.1609 | -62.4968 | 161.7613 | 55.8391 |  | 1.0244 | 0.79181 | 0.77093 | 1.0402 | 0.82111 | 0.80143 | -1.2975 | -125.2562 | 114.3784 | -1.334 | -125.3113 | 114.3224
Line10_11_12 | 0.099834 | 0.29016 | 0.30907 | 0.099834 | 0.29016 | 0.30907 | 0.023056 | 0.067011 | 0.071376 | 0.023056 | 0.067011 | 0.071376 | -0.011117 | -0.017236 | -0.031619 | 0.011278 | 0.017794 | 0.032681 | -0.02156 | -0.05387 | -0.049705 | 0.021837 | 0.055529 | 0.051331 | 115.8993 | -17.568 | -123.2095 | -64.1007 | 162.432 | 56.7905 |  | 1.0521 | 0.84404 | 0.82534 | 1.066 | 0.87016 | 0.85255 | -1.3769 | -125.3107 | 114.3289 | -1.415 | -125.3355 | 114.3065
Line11_12_13 | 0.099834 | 0.29016 | 0.30907 | 0.099834 | 0.29016 | 0.30907 | 0.023056 | 0.067011 | 0.071376 | 0.023056 | 0.067011 | 0.071376 | -0.011278 | -0.017794 | -0.032681 | 0.011438 | 0.018351 | 0.033744 | -0.021837 | -0.055529 | -0.051331 | 0.022113 | 0.057188 | 0.052957 | 115.8993 | -17.568 | -123.2095 | -64.1007 | 162.432 | 56.7905 |  | 1.066 | 0.87016 | 0.85255 | 1.0798 | 0.89628 | 0.87976 | -1.415 | -125.3355 | 114.3065 | -1.4522 | -125.3588 | 114.2855
Line12_13_15 | 0 | 0 | 0 | 0 | 0 | 0 | 0 | 0 | 0 | 0 | 0 | 0 | -4.0394e-09 | -1.1761e-08 | 1.3091e-08 | 2.5735e-09 | 8.3308e-09 | -8.1953e-09 | -1.7578e-08 | 1.2282e-08 | 4.1153e-09 | 1.1613e-08 | -8.51e-09 | -3.0808e-09 | 0 | 0 | 0 | 0 | 0 | 0 |  | 1.0798 | 0.89628 | 0.87976 | 1.0798 | 0.89628 | 0.87976 | -1.4522 | -125.3588 | 114.2855 | -1.4522 | -125.3588 | 114.2855
Line13_13_14 | 0.099834 | 0.29016 | 0.30907 | 0.099834 | 0.29016 | 0.30907 | 0.023056 | 0.067011 | 0.071376 | 0.023056 | 0.067011 | 0.071376 | -0.011438 | -0.018351 | -0.033744 | 0.011599 | 0.018908 | 0.034806 | -0.022113 | -0.057188 | -0.052957 | 0.022389 | 0.058847 | 0.054582 | 115.8993 | -17.568 | -123.2095 | -64.1007 | 162.4319 | 56.7905 |  | 1.0798 | 0.89628 | 0.87976 | 1.0937 | 0.92239 | 0.90696 | -1.4522 | -125.3588 | 114.2855 | -1.4884 | -125.3808 | 114.2657
Line14_15_16 | 0 | 0 | 0 | 0 | 0 | 0 | 0 | 0 | 0 | 0 | 0 | 0 | -2.6929e-09 | -7.8407e-09 | 8.7276e-09 | 1.2271e-09 | 4.4105e-09 | -3.8315e-09 | -1.1719e-08 | 8.1878e-09 | 2.7435e-09 | 5.754e-09 | -4.4162e-09 | -1.709e-09 | 0 | 0 | 0 | 0 | 0 | 0 |  | 1.0798 | 0.89628 | 0.87976 | 1.0798 | 0.89628 | 0.87976 | -1.4522 | -125.3588 | 114.2855 | -1.4522 | -125.3588 | 114.2855
Line15_16_17 | 0 | 0 | 0 | 0 | 0 | 0 | 0 | 0 | 0 | 0 | 0 | 0 | -1.3465e-09 | -3.9204e-09 | 4.3638e-09 | -1.1941e-10 | 4.901e-10 | 5.3234e-10 | -5.8594e-09 | 4.0939e-09 | 1.3718e-09 | -1.0536e-10 | -3.2227e-10 | -3.3726e-10 | 0 | 0 | 0 | 0 | 0 | 0 |  | 1.0798 | 0.89628 | 0.87976 | 1.0798 | 0.89628 | 0.87976 | -1.4522 | -125.3588 | 114.2855 | -1.4522 | -125.3588 | 114.2855
Line16_4_18 | 0 | 5.0542 | 4.9176 | 0 | 5.0542 | 4.9176 | 0 | 1.1672 | 1.1357 | 0 | 1.1672 | 1.1357 | -1.1849e-09 | 0.13716 | 0.28964 | 6.3682e-10 | 5.575e-14 | 2.3062e-14 | -1.819e-08 | 0.47911 | 0.3745 | -1.2892e-11 | 3.7345e-14 | 2.5549e-14 | 0 | 160.3805 | 61.7672 | 0 | -19.6195 | -118.2328 |  | 0.94894 | 0.42696 | 0.41688 | 0.84428 | 0 | 0 | -0.708 | -125.5952 | 114.0485 | -0.22724 | 0 | 0
Line17_5_19 | 0.12585 | 0.34406 | 0.36947 | 0.12585 | 0.34406 | 0.36947 | 0.029063 | 0.079458 | 0.085325 | 0.029063 | 0.079458 | 0.085325 | -0.014971 | -0.018798 | -0.035285 | 0.01523 | 0.019588 | 0.036785 | -0.026304 | -0.062633 | -0.058769 | 0.026724 | 0.064984 | 0.061098 | 118.3144 | -18.6232 | -124.7176 | -61.6856 | 161.3768 | 55.2824 |  | 1.0414 | 0.82299 | 0.80338 | 1.0584 | 0.85418 | 0.83583 | -1.3317 | -125.3295 | 114.3019 | -1.3648 | -125.3974 | 114.2313
Line1_1_3 | 0.099834 | 0.29016 | 0.30907 | 0.099834 | 0.29016 | 0.30907 | 0.023056 | 0.067011 | 0.071376 | 0.023056 | 0.067011 | 0.071376 | -0.010795 | -0.016121 | -0.029494 | 0.010956 | 0.016679 | 0.030557 | -0.021008 | -0.050551 | -0.046454 | 0.021284 | 0.05221 | 0.04808 | 115.8993 | -17.568 | -123.2095 | -64.1007 | 162.432 | 56.7905 |  | 1.0244 | 0.79181 | 0.77093 | 1.0383 | 0.81793 | 0.79814 | -1.2975 | -125.2562 | 114.3784 | -1.3377 | -125.2843 | 114.3528
Line2_1_4 | 0.2084 | 4.3692 | 4.1865 | 0.2084 | 4.3692 | 4.1865 | 0.048127 | 1.009 | 0.96683 | 0.048127 | 1.009 | 0.96683 | -0.038308 | 0.22281 | 0.46781 | 0.035187 | -0.12259 | -0.25477 | -0.031037 | 0.76726 | 0.58027 | 0.029113 | -0.41301 | -0.31232 | 139.6884 | 160.9371 | 63.2541 | -40.3116 | -19.0629 | -116.7459 |  | 1.0244 | 0.79181 | 0.77093 | 0.94894 | 0.42696 | 0.41688 | -1.2975 | -125.2562 | 114.3784 | -0.708 | -125.5952 | 114.0485
Line3_1_5 | 0.12585 | 0.34406 | 0.36947 | 0.12585 | 0.34406 | 0.36947 | 0.029063 | 0.079458 | 0.085325 | 0.029063 | 0.079458 | 0.085325 | -0.014712 | -0.018009 | -0.033784 | 0.014971 | 0.018798 | 0.035285 | -0.025885 | -0.060283 | -0.056441 | 0.026304 | 0.062633 | 0.058769 | 118.3144 | -18.6232 | -124.7176 | -61.6856 | 161.3768 | 55.2824 |  | 1.0244 | 0.79181 | 0.77093 | 1.0414 | 0.82299 | 0.80338 | -1.2975 | -125.2562 | 114.3784 | -1.3317 | -125.3295 | 114.3019
Line4_2_6 | 0.11579 | 0.32404 | 0.34695 | 0.11579 | 0.32404 | 0.34695 | 0.026741 | 0.074834 | 0.080125 | 0.026741 | 0.074834 | 0.080125 | -0.013416 | -0.01804 | -0.033568 | 0.013635 | 0.018738 | 0.034897 | -0.024367 | -0.058739 | -0.054742 | 0.024728 | 0.060818 | 0.056793 | 117.5032 | -18.2387 | -124.1609 | -62.4968 | 161.7613 | 55.8391 |  | 1.0402 | 0.82111 | 0.80143 | 1.056 | 0.8504 | 0.83192 | -1.334 | -125.3113 | 114.3224 | -1.3695 | -125.3626 | 114.2704
Line5_6_7 | 0.11579 | 0.32404 | 0.34695 | 0.11579 | 0.32404 | 0.34695 | 0.026741 | 0.074834 | 0.080125 | 0.026741 | 0.074834 | 0.080125 | -0.013635 | -0.018738 | -0.034897 | 0.013854 | 0.019436 | 0.036226 | -0.024728 | -0.060818 | -0.056793 | 0.025089 | 0.062897 | 0.058845 | 117.5032 | -18.2387 | -124.1609 | -62.4968 | 161.7613 | 55.8391 |  | 1.056 | 0.8504 | 0.83192 | 1.0718 | 0.8797 | 0.86242 | -1.3695 | -125.3626 | 114.2704 | -1.4039 | -125.4105 | 114.2221
Line6_7_8 | 0 | 0 | 0 | 0 | 0 | 0 | 0 | 0 | 0 | 0 | 0 | 0 | -4.0801e-09 | -1.2243e-08 | 1.3253e-08 | 2.6332e-09 | 8.6965e-09 | -8.2587e-09 | -1.8264e-08 | 1.2435e-08 | 4.3153e-09 | 1.2075e-08 | -8.6093e-09 | -3.2111e-09 | 0 | 0 | 0 | 0 | 0 | 0 |  | 1.0718 | 0.8797 | 0.86242 | 1.0718 | 0.8797 | 0.86242 | -1.4039 | -125.4105 | 114.2221 | -1.4039 | -125.4105 | 114.2221
Line7_8_9 | 0 | 0 | 0 | 0 | 0 | 0 | 0 | 0 | 0 | 0 | 0 | 0 | -1.36e-09 | -4.0812e-09 | 4.4175e-09 | -8.6855e-11 | 5.3423e-10 | 5.763e-10 | -6.0881e-09 | 4.145e-09 | 1.4384e-09 | -1.011e-10 | -3.1935e-10 | -3.3426e-10 | 0 | 0 | 0 | 0 | 0 | 0 |  | 1.0718 | 0.8797 | 0.86242 | 1.0718 | 0.8797 | 0.86242 | -1.4039 | -125.4105 | 114.2221 | -1.4039 | -125.4105 | 114.2221
Line8_8_10 | 0 | 0 | 0 | 0 | 0 | 0 | 0 | 0 | 0 | 0 | 0 | 0 | -1.36e-09 | -4.0812e-09 | 4.4175e-09 | -8.6855e-11 | 5.3423e-10 | 5.763e-10 | -6.0881e-09 | 4.145e-09 | 1.4384e-09 | -1.011e-10 | -3.1935e-10 | -3.3426e-10 | 0 | 0 | 0 | 0 | 0 | 0 |  | 1.0718 | 0.8797 | 0.86242 | 1.0718 | 0.8797 | 0.86242 | -1.4039 | -125.4105 | 114.2221 | -1.4039 | -125.4105 | 114.2221
Line9_3_11 | 0.099834 | 0.29016 | 0.30907 | 0.099834 | 0.29016 | 0.30907 | 0.023056 | 0.067011 | 0.071376 | 0.023056 | 0.067011 | 0.071376 | -0.010956 | -0.016679 | -0.030557 | 0.011117 | 0.017236 | 0.031619 | -0.021284 | -0.05221 | -0.04808 | 0.02156 | 0.05387 | 0.049705 | 115.8993 | -17.568 | -123.2095 | -64.1007 | 162.432 | 56.7905 |  | 1.0383 | 0.81793 | 0.79814 | 1.0521 | 0.84404 | 0.82534 | -1.3377 | -125.2843 | 114.3528 | -1.3769 | -125.3107 | 114.3289

## LLG_max_10
name | pf_ikss_a_from_ka | pf_ikss_b_from_ka | pf_ikss_c_from_ka | pf_ikss_a_to_ka | pf_ikss_b_to_ka | pf_ikss_c_to_ka | pf_skss_a_from_mw | pf_skss_b_from_mw | pf_skss_c_from_mw | pf_skss_a_to_mw | pf_skss_b_to_mw | pf_skss_c_to_mw | pf_p_a_from_mw | pf_p_b_from_mw | pf_p_c_from_mw | pf_p_a_to_mw | pf_p_b_to_mw | pf_p_c_to_mw | pf_q_a_from_mvar | pf_q_b_from_mvar | pf_q_c_from_mvar | pf_q_a_to_mvar | pf_q_b_to_mvar | pf_q_c_to_mvar | pf_ikss_a_from_degree | pf_ikss_b_from_degree | pf_ikss_c_from_degree | pf_ikss_a_to_degree | pf_ikss_b_to_degree | pf_ikss_c_to_degree | 3xI0 | pf_vm_a_from_pu | pf_vm_b_from_pu | pf_vm_c_from_pu | pf_vm_a_to_pu | pf_vm_b_to_pu | pf_vm_c_to_pu | pf_va_a_from_degree | pf_va_b_from_degree | pf_va_c_from_degree | pf_va_a_to_degree | pf_va_b_to_degree | pf_va_c_to_degree
Line0_1_2 | 0.11761 | 0.33373 | 0.35783 | 0.11761 | 0.33373 | 0.35783 | 0.027161 | 0.077071 | 0.082637 | 0.027161 | 0.077071 | 0.082637 | -0.014431 | -0.018599 | -0.034572 | 0.01466 | 0.019336 | 0.035985 | -0.025254 | -0.060309 | -0.056017 | 0.025627 | 0.062515 | 0.058195 | 118.4049 | -18.2947 | -124.1211 | -61.5951 | 161.7053 | 55.8789 |  | 1.0709 | 0.81887 | 0.79658 | 1.087 | 0.84905 | 0.82798 | -1.3393 | -125.4346 | 114.1972 | -1.3676 | -125.4817 | 114.1488
Line10_11_12 | 0.10175 | 0.30006 | 0.32012 | 0.10175 | 0.30006 | 0.32012 | 0.023499 | 0.069297 | 0.073928 | 0.023499 | 0.069297 | 0.073928 | -0.012234 | -0.018533 | -0.034019 | 0.012404 | 0.019126 | 0.035158 | -0.022752 | -0.05758 | -0.053083 | 0.023039 | 0.059356 | 0.054824 | 116.8638 | -17.6349 | -123.1858 | -63.1362 | 162.3651 | 56.8142 |  | 1.0993 | 0.8729 | 0.85285 | 1.1135 | 0.89992 | 0.88098 | -1.4035 | -125.476 | 114.1599 | -1.4344 | -125.4948 | 114.143
Line11_12_13 | 0.10175 | 0.30006 | 0.32012 | 0.10175 | 0.30006 | 0.32012 | 0.023499 | 0.069297 | 0.073928 | 0.023499 | 0.069297 | 0.073928 | -0.012404 | -0.019126 | -0.035158 | 0.012575 | 0.019719 | 0.036296 | -0.023039 | -0.059356 | -0.054824 | 0.023326 | 0.061132 | 0.056565 | 116.8638 | -17.6349 | -123.1858 | -63.1362 | 162.3651 | 56.8142 |  | 1.1135 | 0.89992 | 0.88098 | 1.1277 | 0.92693 | 0.90911 | -1.4344 | -125.4948 | 114.143 | -1.4646 | -125.5125 | 114.1272
Line12_13_15 | 0 | 0 | 0 | 0 | 0 | 0 | 0 | 0 | 0 | 0 | 0 | 0 | -4.5549e-09 | -1.3356e-08 | 1.4695e-08 | 2.9206e-09 | 9.4748e-09 | -9.1795e-09 | -2.006e-08 | 1.3809e-08 | 4.6676e-09 | 1.3257e-08 | -9.565e-09 | -3.4869e-09 | 0 | 0 | 0 | 0 | 0 | 0 |  | 1.1277 | 0.92693 | 0.90911 | 1.1277 | 0.92693 | 0.90911 | -1.4646 | -125.5125 | 114.1272 | -1.4646 | -125.5125 | 114.1272
Line13_13_14 | 0.10175 | 0.30006 | 0.32012 | 0.10175 | 0.30006 | 0.32012 | 0.023499 | 0.069297 | 0.073928 | 0.023499 | 0.069297 | 0.073928 | -0.012575 | -0.019719 | -0.036296 | 0.012745 | 0.020312 | 0.037434 | -0.023326 | -0.061132 | -0.056565 | 0.023614 | 0.062908 | 0.058306 | 116.8638 | -17.6349 | -123.1858 | -63.1361 | 162.3651 | 56.8142 |  | 1.1277 | 0.92693 | 0.90911 | 1.1419 | 0.95395 | 0.93725 | -1.4646 | -125.5125 | 114.1272 | -1.4939 | -125.5292 | 114.1123
Line14_15_16 | 0 | 0 | 0 | 0 | 0 | 0 | 0 | 0 | 0 | 0 | 0 | 0 | -3.0366e-09 | -8.9039e-09 | 9.7966e-09 | 1.4023e-09 | 5.0229e-09 | -4.2812e-09 | -1.3373e-08 | 9.2059e-09 | 3.1117e-09 | 6.5704e-09 | -4.9621e-09 | -1.931e-09 | 0 | 0 | 0 | 0 | 0 | 0 |  | 1.1277 | 0.92693 | 0.90911 | 1.1277 | 0.92693 | 0.90911 | -1.4646 | -125.5125 | 114.1272 | -1.4646 | -125.5125 | 114.1272
Line15_16_17 | 0 | 0 | 0 | 0 | 0 | 0 | 0 | 0 | 0 | 0 | 0 | 0 | -1.5183e-09 | -4.4519e-09 | 4.8983e-09 | -1.1601e-10 | 5.7093e-10 | 6.1706e-10 | -6.6866e-09 | 4.6029e-09 | 1.5559e-09 | -1.1625e-10 | -3.5914e-10 | -3.7519e-10 | 0 | 0 | 0 | 0 | 0 | 0 |  | 1.1277 | 0.92693 | 0.90911 | 1.1277 | 0.92693 | 0.90911 | -1.4646 | -125.5125 | 114.1272 | -1.4646 | -125.5125 | 114.1272
Line16_4_18 | 0 | 5.2174 | 5.0714 | 0 | 5.2174 | 5.0714 | 0 | 1.2049 | 1.1712 | 0 | 1.2049 | 1.1712 | -1.3005e-09 | 0.14625 | 0.30813 | 6.9945e-10 | 1.5087e-13 | 7.1582e-14 | -1.9986e-08 | 0.5105 | 0.39826 | -1.6855e-11 | -5.5513e-14 | -9.0346e-14 | 0 | 160.2305 | 61.6141 | 0 | -19.7695 | -118.3859 |  | 0.99224 | 0.44073 | 0.42994 | 0.88426 | 0 | 0 | -0.75326 | -125.7554 | 113.885 | -0.27077 | 0 | 0
Line17_5_19 | 0.12753 | 0.3535 | 0.38009 | 0.12753 | 0.3535 | 0.38009 | 0.029453 | 0.081637 | 0.087779 | 0.029453 | 0.081637 | 0.087779 | -0.016286 | -0.02011 | -0.037744 | 0.016557 | 0.020939 | 0.039331 | -0.027603 | -0.066492 | -0.062309 | 0.028035 | 0.068974 | 0.064768 | 119.1765 | -18.6711 | -124.6651 | -60.8235 | 161.3289 | 55.3349 |  | 1.0882 | 0.85092 | 0.82991 | 1.1055 | 0.88296 | 0.86325 | -1.3649 | -125.4989 | 114.1294 | -1.3897 | -125.5584 | 114.0668
Line1_1_3 | 0.10175 | 0.30006 | 0.32012 | 0.10175 | 0.30006 | 0.32012 | 0.023499 | 0.069297 | 0.073928 | 0.023499 | 0.069297 | 0.073928 | -0.011893 | -0.017346 | -0.031742 | 0.012063 | 0.017939 | 0.032881 | -0.022177 | -0.054029 | -0.049602 | 0.022464 | 0.055805 | 0.051343 | 116.8638 | -17.6349 | -123.1858 | -63.1362 | 162.3651 | 56.8142 |  | 1.0709 | 0.81887 | 0.79658 | 1.0851 | 0.84589 | 0.82471 | -1.3393 | -125.4346 | 114.1972 | -1.3718 | -125.456 | 114.1779
Line2_1_4 | 0.20965 | 4.5273 | 4.3343 | 0.20965 | 4.5273 | 4.3343 | 0.048416 | 1.0455 | 1.001 | 0.048416 | 1.0455 | 1.001 | -0.040363 | 0.23873 | 0.5001 | 0.037089 | -0.13096 | -0.27175 | -0.032542 | 0.8222 | 0.62101 | 0.030534 | -0.44179 | -0.33371 | 139.7838 | 160.7563 | 63.042 | -40.2162 | -19.2437 | -116.958 |  | 1.0709 | 0.81887 | 0.79658 | 0.99224 | 0.44073 | 0.42994 | -1.3393 | -125.4346 | 114.1972 | -0.75326 | -125.7554 | 113.885
Line3_1_5 | 0.12753 | 0.3535 | 0.38009 | 0.12753 | 0.3535 | 0.38009 | 0.029453 | 0.081637 | 0.087779 | 0.029453 | 0.081637 | 0.087779 | -0.016015 | -0.019281 | -0.036157 | 0.016286 | 0.02011 | 0.037744 | -0.027171 | -0.064009 | -0.059849 | 0.027603 | 0.066492 | 0.062309 | 119.1765 | -18.6711 | -124.6651 | -60.8235 | 161.3289 | 55.3349 |  | 1.0709 | 0.81887 | 0.79658 | 1.0882 | 0.85092 | 0.82991 | -1.3393 | -125.4346 | 114.1972 | -1.3649 | -125.4989 | 114.1294
Line4_2_6 | 0.11761 | 0.33373 | 0.35783 | 0.11761 | 0.33373 | 0.35783 | 0.027161 | 0.077071 | 0.082637 | 0.027161 | 0.077071 | 0.082637 | -0.01466 | -0.019336 | -0.035985 | 0.01489 | 0.020073 | 0.037397 | -0.025627 | -0.062515 | -0.058195 | 0.026 | 0.064722 | 0.060373 | 118.4049 | -18.2947 | -124.1211 | -61.5951 | 161.7053 | 55.8789 |  | 1.087 | 0.84905 | 0.82798 | 1.1031 | 0.87923 | 0.85939 | -1.3676 | -125.4817 | 114.1488 | -1.395 | -125.5255 | 114.1039
Line5_6_7 | 0.11761 | 0.33373 | 0.35783 | 0.11761 | 0.33373 | 0.35783 | 0.027161 | 0.077071 | 0.082637 | 0.027161 | 0.077071 | 0.082637 | -0.01489 | -0.020073 | -0.037397 | 0.01512 | 0.02081 | 0.038809 | -0.026 | -0.064722 | -0.060373 | 0.026373 | 0.066929 | 0.062551 | 118.4049 | -18.2947 | -124.1211 | -61.5951 | 161.7053 | 55.879 |  | 1.1031 | 0.87923 | 0.85939 | 1.1193 | 0.9094 | 0.89079 | -1.395 | -125.5255 | 114.1039 | -1.4216 | -125.5664 | 114.0622
Line6_7_8 | 0 | 0 | 0 | 0 | 0 | 0 | 0 | 0 | 0 | 0 | 0 | 0 | -4.5862e-09 | -1.3875e-08 | 1.4855e-08 | 2.977e-09 | 9.868e-09 | -9.2394e-09 | -2.0813e-08 | 1.3958e-08 | 4.8888e-09 | 1.3763e-08 | -9.6614e-09 | -3.6309e-09 | 0 | 0 | 0 | 0 | 0 | 0 |  | 1.1193 | 0.9094 | 0.89079 | 1.1193 | 0.9094 | 0.89079 | -1.4216 | -125.5664 | 114.0622 | -1.4216 | -125.5664 | 114.0622
Line7_8_9 | 0 | 0 | 0 | 0 | 0 | 0 | 0 | 0 | 0 | 0 | 0 | 0 | -1.5287e-09 | -4.6249e-09 | 4.9517e-09 | -8.0395e-11 | 6.1824e-10 | 6.6404e-10 | -6.9375e-09 | 4.6528e-09 | 1.6296e-09 | -1.12e-10 | -3.5579e-10 | -3.7168e-10 | 0 | 0 | 0 | 0 | 0 | 0 |  | 1.1193 | 0.9094 | 0.89079 | 1.1193 | 0.9094 | 0.89079 | -1.4216 | -125.5664 | 114.0622 | -1.4216 | -125.5664 | 114.0622
Line8_8_10 | 0 | 0 | 0 | 0 | 0 | 0 | 0 | 0 | 0 | 0 | 0 | 0 | -1.5287e-09 | -4.6249e-09 | 4.9517e-09 | -8.0395e-11 | 6.1824e-10 | 6.6404e-10 | -6.9375e-09 | 4.6528e-09 | 1.6296e-09 | -1.12e-10 | -3.5579e-10 | -3.7168e-10 | 0 | 0 | 0 | 0 | 0 | 0 |  | 1.1193 | 0.9094 | 0.89079 | 1.1193 | 0.9094 | 0.89079 | -1.4216 | -125.5664 | 114.0622 | -1.4216 | -125.5664 | 114.0622
Line9_3_11 | 0.10175 | 0.30006 | 0.32012 | 0.10175 | 0.30006 | 0.32012 | 0.023499 | 0.069297 | 0.073928 | 0.023499 | 0.069297 | 0.073928 | -0.012063 | -0.017939 | -0.032881 | 0.012234 | 0.018533 | 0.034019 | -0.022464 | -0.055805 | -0.051343 | 0.022752 | 0.05758 | 0.053083 | 116.8638 | -17.6349 | -123.1858 | -63.1362 | 162.3651 | 56.8142 |  | 1.0851 | 0.84589 | 0.82471 | 1.0993 | 0.8729 | 0.85285 | -1.3718 | -125.456 | 114.1779 | -1.4035 | -125.476 | 114.1599

## LLG_max_fault_6
name | pf_ikss_a_from_ka | pf_ikss_b_from_ka | pf_ikss_c_from_ka | pf_ikss_a_to_ka | pf_ikss_b_to_ka | pf_ikss_c_to_ka | pf_skss_a_from_mw | pf_skss_b_from_mw | pf_skss_c_from_mw | pf_skss_a_to_mw | pf_skss_b_to_mw | pf_skss_c_to_mw | pf_p_a_from_mw | pf_p_b_from_mw | pf_p_c_from_mw | pf_p_a_to_mw | pf_p_b_to_mw | pf_p_c_to_mw | pf_q_a_from_mvar | pf_q_b_from_mvar | pf_q_c_from_mvar | pf_q_a_to_mvar | pf_q_b_to_mvar | pf_q_c_to_mvar | pf_ikss_a_from_degree | pf_ikss_b_from_degree | pf_ikss_c_from_degree | pf_ikss_a_to_degree | pf_ikss_b_to_degree | pf_ikss_c_to_degree | 3xI0 | pf_vm_a_from_pu | pf_vm_b_from_pu | pf_vm_c_from_pu | pf_vm_a_to_pu | pf_vm_b_to_pu | pf_vm_c_to_pu | pf_va_a_from_degree | pf_va_b_from_degree | pf_va_c_from_degree | pf_va_a_to_degree | pf_va_b_to_degree | pf_va_c_to_degree
Line0_1_2 | 0.11277 | 0.11398 | 0.11412 | 0.11277 | 0.11398 | 0.11412 | 0.026042 | 0.026322 | 0.026356 | 0.026042 | 0.026322 | 0.026356 | -0.001648 | -0.0019315 | -0.0019494 | 0.0017751 | 0.0020609 | 0.0020802 | -0.028491 | -0.028747 | -0.028765 | 0.028746 | 0.029006 | 0.029025 | 93.3983 | -26.1474 | -146.0886 | -86.6017 | 153.8526 | 33.9114 |  | 1.0959 | 1.0946 | 1.0939 | 1.1059 | 1.1047 | 1.1041 | 0.087863 | -119.9914 | 120.0345 | -0.13529 | -120.2114 | 119.812
Line10_11_12 | 0.10056 | 0.10162 | 0.10174 | 0.10056 | 0.10162 | 0.10174 | 0.023223 | 0.023468 | 0.023497 | 0.023223 | 0.023468 | 0.023497 | -0.0015665 | -0.0018363 | -0.0018563 | 0.0016676 | 0.0019391 | 0.0019603 | -0.025818 | -0.026047 | -0.026064 | 0.026021 | 0.026254 | 0.026271 | 93.1612 | -26.3517 | -146.2889 | -86.8388 | 153.6483 | 33.7111 |  | 1.1138 | 1.1127 | 1.1121 | 1.1228 | 1.1218 | 1.1212 | -0.31101 | -120.3842 | 119.6374 | -0.50566 | -120.5759 | 119.4436
Line11_12_13 | 0.10056 | 0.10162 | 0.10174 | 0.10056 | 0.10162 | 0.10174 | 0.023223 | 0.023468 | 0.023497 | 0.023223 | 0.023468 | 0.023497 | -0.0016676 | -0.0019391 | -0.0019603 | 0.0017686 | 0.0020419 | 0.0020643 | -0.026021 | -0.026254 | -0.026271 | 0.026223 | 0.02646 | 0.026478 | 93.1612 | -26.3517 | -146.2889 | -86.8388 | 153.6483 | 33.7111 |  | 1.1228 | 1.1218 | 1.1212 | 1.1318 | 1.1309 | 1.1303 | -0.50566 | -120.5759 | 119.4436 | -0.69722 | -120.7645 | 119.253
Line12_13_15 | 0 | 0 | 0 | 0 | 0 | 0 | 0 | 0 | 0 | 0 | 0 | 0 | 9.5631e-10 | 9.6347e-10 | 1.1055e-09 | -9.7724e-10 | -9.7795e-10 | -1.0701e-09 | 7.2468e-11 | 2.7192e-10 | 1.5903e-10 | -1.0133e-10 | -2.3937e-10 | -1.6275e-10 | 0 | 0 | 0 | 0 | 0 | 0 |  | 1.1318 | 1.1309 | 1.1303 | 1.1318 | 1.1309 | 1.1303 | -0.69722 | -120.7645 | 119.253 | -0.69722 | -120.7645 | 119.253
Line13_13_14 | 0.10056 | 0.10162 | 0.10174 | 0.10056 | 0.10162 | 0.10174 | 0.023223 | 0.023468 | 0.023497 | 0.023223 | 0.023468 | 0.023497 | -0.0017686 | -0.0020419 | -0.0020643 | 0.0018697 | 0.0021447 | 0.0021683 | -0.026223 | -0.02646 | -0.026478 | 0.026426 | 0.026666 | 0.026684 | 93.1613 | -26.3517 | -146.2889 | -86.8387 | 153.6483 | 33.7111 |  | 1.1318 | 1.1309 | 1.1303 | 1.1408 | 1.14 | 1.1394 | -0.69722 | -120.7645 | 119.253 | -0.88576 | -120.9501 | 119.0655
Line14_15_16 | 0 | 0 | 0 | 0 | 0 | 0 | 0 | 0 | 0 | 0 | 0 | 0 | 6.3754e-10 | 6.4231e-10 | 7.3702e-10 | -6.5847e-10 | -6.5679e-10 | -7.0161e-10 | 4.8312e-11 | 1.8128e-10 | 1.0602e-10 | -7.7178e-11 | -1.4873e-10 | -1.0974e-10 | 0 | 0 | 0 | 0 | 0 | 0 |  | 1.1318 | 1.1309 | 1.1303 | 1.1318 | 1.1309 | 1.1303 | -0.69722 | -120.7645 | 119.253 | -0.69722 | -120.7645 | 119.253
Line15_16_17 | 0 | 0 | 0 | 0 | 0 | 0 | 0 | 0 | 0 | 0 | 0 | 0 | 3.1877e-10 | 3.2116e-10 | 3.6851e-10 | -3.397e-10 | -3.3564e-10 | -3.331e-10 | 2.4156e-11 | 9.064e-11 | 5.3011e-11 | -5.3022e-11 | -5.809e-11 | -5.673e-11 | 0 | 0 | 0 | 0 | 0 | 0 |  | 1.1318 | 1.1309 | 1.1303 | 1.1318 | 1.1309 | 1.1303 | -0.69722 | -120.7645 | 119.253 | -0.69722 | -120.7645 | 119.253
Line16_4_18 | 0 | 0.035971 | 0.035929 | 0 | 0.035971 | 0.035929 | 0 | 0.0083071 | 0.0082975 | 0 | 0.0083071 | 0.0082975 | 1.843e-10 | 0.0064776 | 0.0064701 | -2.3148e-10 | -0.0064694 | -0.0064546 | -1.0574e-10 | 0.006495 | 0.0064764 | -2.0689e-12 | -0.0064694 | -0.0064546 | 0 | -165.2379 | 74.8809 | 0 | 14.7621 | -105.1191 |  | 1.1076 | 1.1042 | 1.1033 | 1.107 | 1.1014 | 1.1001 | -0.018352 | -120.1608 | 119.9085 | -0.027813 | -120.2379 | 119.8809
Line17_5_19 | 0.12005 | 0.12135 | 0.12151 | 0.12005 | 0.12135 | 0.12151 | 0.027724 | 0.028025 | 0.02806 | 0.027724 | 0.028025 | 0.02806 | -0.0019738 | -0.0022687 | -0.0022882 | 0.0021179 | 0.0024153 | 0.0024365 | -0.030616 | -0.030895 | -0.030916 | 0.030905 | 0.031189 | 0.031211 | 93.5406 | -26.0245 | -145.968 | -86.4594 | 153.9755 | 34.032 |  | 1.1066 | 1.1054 | 1.1048 | 1.1173 | 1.1163 | 1.1157 | -0.14821 | -120.2243 | 119.799 | -0.37975 | -120.4526 | 119.5681
Line1_1_3 | 0.10056 | 0.10162 | 0.10174 | 0.10056 | 0.10162 | 0.10174 | 0.023223 | 0.023468 | 0.023497 | 0.023223 | 0.023468 | 0.023497 | -0.0013644 | -0.0016306 | -0.0016482 | 0.0014655 | 0.0017335 | 0.0017522 | -0.025412 | -0.025635 | -0.02565 | 0.025615 | 0.025841 | 0.025857 | 93.1612 | -26.3517 | -146.2889 | -86.8388 | 153.6483 | 33.7111 |  | 1.0959 | 1.0946 | 1.0939 | 1.1048 | 1.1036 | 1.103 | 0.087863 | -119.9914 | 120.0345 | -0.11319 | -120.1894 | 119.8343
Line2_1_4 | 0.12748 | 0.10044 | 0.10069 | 0.12748 | 0.10044 | 0.10069 | 0.02944 | 0.023195 | 0.023253 | 0.02944 | 0.023195 | 0.023253 | -0.0098899 | -0.0039709 | -0.0039859 | 0.010053 | 0.0040808 | 0.0040758 | -0.030708 | -0.025076 | -0.025122 | 0.031018 | 0.025286 | 0.025329 | 107.9394 | -20.993 | -140.9502 | -72.0606 | 159.007 | 39.0498 |  | 1.0959 | 1.0946 | 1.0939 | 1.1076 | 1.1042 | 1.1033 | 0.087863 | -119.9914 | 120.0345 | -0.018352 | -120.1608 | 119.9085
Line3_1_5 | 0.12005 | 0.12135 | 0.12151 | 0.12005 | 0.12135 | 0.12151 | 0.027724 | 0.028025 | 0.02806 | 0.027724 | 0.028025 | 0.02806 | -0.0018297 | -0.0021221 | -0.0021399 | 0.0019738 | 0.0022687 | 0.0022882 | -0.030327 | -0.030601 | -0.030621 | 0.030616 | 0.030895 | 0.030916 | 93.5406 | -26.0245 | -145.968 | -86.4594 | 153.9755 | 34.032 |  | 1.0959 | 1.0946 | 1.0939 | 1.1066 | 1.1054 | 1.1048 | 0.087863 | -119.9914 | 120.0345 | -0.14821 | -120.2243 | 119.799
Line4_2_6 | 0.11277 | 0.11398 | 0.11412 | 0.11277 | 0.11398 | 0.11412 | 0.026042 | 0.026322 | 0.026356 | 0.026042 | 0.026322 | 0.026356 | -0.0017751 | -0.0020609 | -0.0020802 | 0.0019022 | 0.0021902 | 0.0022111 | -0.028746 | -0.029006 | -0.029025 | 0.029001 | 0.029265 | 0.029285 | 93.3983 | -26.1474 | -146.0886 | -86.6017 | 153.8526 | 33.9114 |  | 1.1059 | 1.1047 | 1.1041 | 1.116 | 1.1149 | 1.1143 | -0.13529 | -120.2114 | 119.812 | -0.35441 | -120.4274 | 119.5937
Line5_6_7 | 0.11277 | 0.11398 | 0.11412 | 0.11277 | 0.11398 | 0.11412 | 0.026042 | 0.026322 | 0.026356 | 0.026042 | 0.026322 | 0.026356 | -0.0019022 | -0.0021902 | -0.0022111 | 0.0020293 | 0.0023195 | 0.0023419 | -0.029001 | -0.029265 | -0.029285 | 0.029256 | 0.029525 | 0.029545 | 93.3983 | -26.1474 | -146.0886 | -86.6017 | 153.8526 | 33.9114 |  | 1.116 | 1.1149 | 1.1143 | 1.1261 | 1.1251 | 1.1245 | -0.35441 | -120.4274 | 119.5937 | -0.5696 | -120.6395 | 119.3793
Line6_7_8 | 0 | 0 | 0 | 0 | 0 | 0 | 0 | 0 | 0 | 0 | 0 | 0 | 8.7945e-10 | 8.8423e-10 | 1.0331e-09 | -9.0078e-10 | -8.9969e-10 | -9.9634e-10 | 3.8647e-11 | 2.4574e-10 | 1.3053e-10 | -6.8865e-11 | -2.1217e-10 | -1.3392e-10 | 0 | 0 | 0 | 0 | 0 | 0 |  | 1.1261 | 1.1251 | 1.1245 | 1.1261 | 1.1251 | 1.1245 | -0.5696 | -120.6395 | 119.3793 | -0.5696 | -120.6395 | 119.3793
Line7_8_9 | 0 | 0 | 0 | 0 | 0 | 0 | 0 | 0 | 0 | 0 | 0 | 0 | 2.9315e-10 | 2.9474e-10 | 3.4437e-10 | -3.1448e-10 | -3.102e-10 | -3.0759e-10 | 1.2882e-11 | 8.1914e-11 | 4.3511e-11 | -4.3101e-11 | -4.8344e-11 | -4.6902e-11 | 0 | 0 | 0 | 0 | 0 | 0 |  | 1.1261 | 1.1251 | 1.1245 | 1.1261 | 1.1251 | 1.1245 | -0.5696 | -120.6395 | 119.3793 | -0.5696 | -120.6395 | 119.3793
Line8_8_10 | 0 | 0 | 0 | 0 | 0 | 0 | 0 | 0 | 0 | 0 | 0 | 0 | 2.9315e-10 | 2.9474e-10 | 3.4437e-10 | -3.1448e-10 | -3.102e-10 | -3.0759e-10 | 1.2882e-11 | 8.1914e-11 | 4.3511e-11 | -4.3101e-11 | -4.8344e-11 | -4.6902e-11 | 0 | 0 | 0 | 0 | 0 | 0 |  | 1.1261 | 1.1251 | 1.1245 | 1.1261 | 1.1251 | 1.1245 | -0.5696 | -120.6395 | 119.3793 | -0.5696 | -120.6395 | 119.3793
Line9_3_11 | 0.10056 | 0.10162 | 0.10174 | 0.10056 | 0.10162 | 0.10174 | 0.023223 | 0.023468 | 0.023497 | 0.023223 | 0.023468 | 0.023497 | -0.0014655 | -0.0017335 | -0.0017522 | 0.0015665 | 0.0018363 | 0.0018563 | -0.025615 | -0.025841 | -0.025857 | 0.025818 | 0.026047 | 0.026064 | 93.1612 | -26.3517 | -146.2889 | -86.8388 | 153.6483 | 33.7111 |  | 1.1048 | 1.1036 | 1.103 | 1.1138 | 1.1127 | 1.1121 | -0.11319 | -120.1894 | 119.8343 | -0.31101 | -120.3842 | 119.6374

## LLG_max_fault_10
name | pf_ikss_a_from_ka | pf_ikss_b_from_ka | pf_ikss_c_from_ka | pf_ikss_a_to_ka | pf_ikss_b_to_ka | pf_ikss_c_to_ka | pf_skss_a_from_mw | pf_skss_b_from_mw | pf_skss_c_from_mw | pf_skss_a_to_mw | pf_skss_b_to_mw | pf_skss_c_to_mw | pf_p_a_from_mw | pf_p_b_from_mw | pf_p_c_from_mw | pf_p_a_to_mw | pf_p_b_to_mw | pf_p_c_to_mw | pf_q_a_from_mvar | pf_q_b_from_mvar | pf_q_c_from_mvar | pf_q_a_to_mvar | pf_q_b_to_mvar | pf_q_c_to_mvar | pf_ikss_a_from_degree | pf_ikss_b_from_degree | pf_ikss_c_from_degree | pf_ikss_a_to_degree | pf_ikss_b_to_degree | pf_ikss_c_to_degree | 3xI0 | pf_vm_a_from_pu | pf_vm_b_from_pu | pf_vm_c_from_pu | pf_vm_a_to_pu | pf_vm_b_to_pu | pf_vm_c_to_pu | pf_va_a_from_degree | pf_va_b_from_degree | pf_va_c_from_degree | pf_va_a_to_degree | pf_va_b_to_degree | pf_va_c_to_degree
Line0_1_2 | 0.11353 | 0.11481 | 0.11496 | 0.11353 | 0.11481 | 0.11496 | 0.026218 | 0.026515 | 0.02655 | 0.026218 | 0.026515 | 0.02655 | -0.0017684 | -0.0020809 | -0.0021003 | 0.0018973 | 0.0022121 | 0.0022332 | -0.030054 | -0.030338 | -0.030358 | 0.030313 | 0.030601 | 0.030622 | 93.453 | -26.0736 | -146.0126 | -86.547 | 153.9264 | 33.9874 |  | 1.1483 | 1.1469 | 1.1462 | 1.1584 | 1.1571 | 1.1564 | 0.085524 | -119.9975 | 120.0297 | -0.12845 | -120.2083 | 119.8164
Line10_11_12 | 0.10165 | 0.10278 | 0.10291 | 0.10165 | 0.10278 | 0.10291 | 0.023475 | 0.023736 | 0.023767 | 0.023475 | 0.023736 | 0.023767 | -0.0016802 | -0.0019782 | -0.0020001 | 0.0017834 | 0.0020834 | 0.0021065 | -0.02733 | -0.027586 | -0.027605 | 0.027538 | 0.027797 | 0.027816 | 93.2194 | -26.2738 | -146.2087 | -86.7806 | 153.7262 | 33.7913 |  | 1.1664 | 1.1652 | 1.1645 | 1.1755 | 1.1744 | 1.1737 | -0.29854 | -120.3755 | 119.6473 | -0.48612 | -120.5601 | 119.4606
Line11_12_13 | 0.10165 | 0.10278 | 0.10291 | 0.10165 | 0.10278 | 0.10291 | 0.023475 | 0.023736 | 0.023767 | 0.023475 | 0.023736 | 0.023767 | -0.0017834 | -0.0020834 | -0.0021065 | 0.0018867 | 0.0021886 | 0.002213 | -0.027538 | -0.027797 | -0.027816 | 0.027745 | 0.028008 | 0.028028 | 93.2194 | -26.2738 | -146.2087 | -86.7806 | 153.7262 | 33.7913 |  | 1.1755 | 1.1744 | 1.1737 | 1.1846 | 1.1836 | 1.183 | -0.48612 | -120.5601 | 119.4606 | -0.67082 | -120.7418 | 119.2769
Line12_13_15 | 0 | 0 | 0 | 0 | 0 | 0 | 0 | 0 | 0 | 0 | 0 | 0 | 1.0314e-09 | 1.0388e-09 | 1.2039e-09 | -1.0555e-09 | -1.0557e-09 | -1.1628e-09 | 6.7187e-11 | 2.9837e-10 | 1.6819e-10 | -1.0073e-10 | -2.6072e-10 | -1.7234e-10 | 0 | 0 | 0 | 0 | 0 | 0 |  | 1.1846 | 1.1836 | 1.183 | 1.1846 | 1.1836 | 1.183 | -0.67082 | -120.7418 | 119.2769 | -0.67082 | -120.7418 | 119.2769
Line13_13_14 | 0.10165 | 0.10278 | 0.10291 | 0.10165 | 0.10278 | 0.10291 | 0.023475 | 0.023736 | 0.023767 | 0.023475 | 0.023736 | 0.023767 | -0.0018867 | -0.0021886 | -0.002213 | 0.0019899 | 0.0022937 | 0.0023194 | -0.027745 | -0.028008 | -0.028028 | 0.027952 | 0.028219 | 0.02824 | 93.2194 | -26.2738 | -146.2087 | -86.7806 | 153.7262 | 33.7913 |  | 1.1846 | 1.1836 | 1.183 | 1.1937 | 1.1928 | 1.1922 | -0.67082 | -120.7418 | 119.2769 | -0.85271 | -120.9207 | 119.096
Line14_15_16 | 0 | 0 | 0 | 0 | 0 | 0 | 0 | 0 | 0 | 0 | 0 | 0 | 6.8759e-10 | 6.9252e-10 | 8.0259e-10 | -7.1171e-10 | -7.0944e-10 | -7.6154e-10 | 4.4791e-11 | 1.9891e-10 | 1.1213e-10 | -7.8335e-11 | -1.6126e-10 | -1.1628e-10 | 0 | 0 | 0 | 0 | 0 | 0 |  | 1.1846 | 1.1836 | 1.183 | 1.1846 | 1.1836 | 1.183 | -0.67082 | -120.7418 | 119.2769 | -0.67082 | -120.7418 | 119.2769
Line15_16_17 | 0 | 0 | 0 | 0 | 0 | 0 | 0 | 0 | 0 | 0 | 0 | 0 | 3.4379e-10 | 3.4626e-10 | 4.013e-10 | -3.6792e-10 | -3.6318e-10 | -3.6025e-10 | 2.2395e-11 | 9.9457e-11 | 5.6064e-11 | -5.594e-11 | -6.1805e-11 | -6.0216e-11 | 0 | 0 | 0 | 0 | 0 | 0 |  | 1.1846 | 1.1836 | 1.183 | 1.1846 | 1.1836 | 1.183 | -0.67082 | -120.7418 | 119.2769 | -0.67082 | -120.7418 | 119.2769
Line16_4_18 | 0 | 0.037671 | 0.037627 | 0 | 0.037671 | 0.037627 | 0 | 0.0086997 | 0.0086895 | 0 | 0.0086997 | 0.0086895 | 1.9979e-10 | 0.0071044 | 0.0070959 | -2.5265e-10 | -0.0070955 | -0.0070788 | -1.1805e-10 | 0.0071236 | 0.0071027 | -2.3286e-12 | -0.0070955 | -0.0070788 | 0 | -165.2424 | 74.8778 | 0 | 14.7576 | -105.1222 |  | 1.16 | 1.1564 | 1.1554 | 1.1594 | 1.1534 | 1.1521 | -0.019071 | -120.1653 | 119.9054 | -0.028531 | -120.2424 | 119.8778
Line17_5_19 | 0.12057 | 0.12194 | 0.1221 | 0.12057 | 0.12194 | 0.1221 | 0.027843 | 0.028161 | 0.028199 | 0.027843 | 0.028161 | 0.028199 | -0.002101 | -0.0024253 | -0.0024466 | 0.0022463 | 0.0025734 | 0.0025964 | -0.032204 | -0.032514 | -0.032536 | 0.032496 | 0.03281 | 0.032834 | 93.5923 | -25.9541 | -145.8954 | -86.4077 | 154.0459 | 34.1046 |  | 1.1591 | 1.1578 | 1.1571 | 1.1699 | 1.1687 | 1.168 | -0.14033 | -120.2201 | 119.8044 | -0.36201 | -120.4386 | 119.5833
Line1_1_3 | 0.10165 | 0.10278 | 0.10291 | 0.10165 | 0.10278 | 0.10291 | 0.023475 | 0.023736 | 0.023767 | 0.023475 | 0.023736 | 0.023767 | -0.0014737 | -0.0017679 | -0.0017871 | 0.0015769 | 0.0018731 | 0.0018936 | -0.026916 | -0.027164 | -0.027182 | 0.027123 | 0.027375 | 0.027393 | 93.2194 | -26.2738 | -146.2087 | -86.7806 | 153.7262 | 33.7913 |  | 1.1483 | 1.1469 | 1.1462 | 1.1574 | 1.156 | 1.1553 | 0.085524 | -119.9975 | 120.0297 | -0.10801 | -120.188 | 119.837
Line2_1_4 | 0.12769 | 0.099445 | 0.099709 | 0.12769 | 0.099445 | 0.099709 | 0.029489 | 0.022966 | 0.023027 | 0.029489 | 0.022966 | 0.023027 | -0.010241 | -0.0037371 | -0.0037538 | 0.010405 | 0.0038452 | 0.0038412 | -0.032276 | -0.026073 | -0.026124 | 0.032586 | 0.026279 | 0.026327 | 107.69 | -21.8406 | -141.7935 | -72.31 | 158.1594 | 38.2065 |  | 1.1483 | 1.1469 | 1.1462 | 1.16 | 1.1564 | 1.1554 | 0.085524 | -119.9975 | 120.0297 | -0.019071 | -120.1653 | 119.9054
Line3_1_5 | 0.12057 | 0.12194 | 0.1221 | 0.12057 | 0.12194 | 0.1221 | 0.027843 | 0.028161 | 0.028199 | 0.027843 | 0.028161 | 0.028199 | -0.0019557 | -0.0022773 | -0.0022967 | 0.002101 | 0.0024253 | 0.0024466 | -0.031913 | -0.032217 | -0.032238 | 0.032204 | 0.032514 | 0.032536 | 93.5923 | -25.9541 | -145.8954 | -86.4077 | 154.0459 | 34.1046 |  | 1.1483 | 1.1469 | 1.1462 | 1.1591 | 1.1578 | 1.1571 | 0.085524 | -119.9975 | 120.0297 | -0.14033 | -120.2201 | 119.8044
Line4_2_6 | 0.11353 | 0.11481 | 0.11496 | 0.11353 | 0.11481 | 0.11496 | 0.026218 | 0.026515 | 0.02655 | 0.026218 | 0.026515 | 0.02655 | -0.0018973 | -0.0022121 | -0.0022332 | 0.0020261 | 0.0023433 | 0.002366 | -0.030313 | -0.030601 | -0.030622 | 0.030571 | 0.030864 | 0.030886 | 93.453 | -26.0736 | -146.0126 | -86.547 | 153.9264 | 33.9874 |  | 1.1584 | 1.1571 | 1.1564 | 1.1686 | 1.1674 | 1.1667 | -0.12845 | -120.2083 | 119.8164 | -0.3387 | -120.4154 | 119.6069
Line5_6_7 | 0.11353 | 0.11481 | 0.11496 | 0.11353 | 0.11481 | 0.11496 | 0.026218 | 0.026515 | 0.02655 | 0.026218 | 0.026515 | 0.02655 | -0.0020261 | -0.0023433 | -0.002366 | 0.0021549 | 0.0024745 | 0.0024988 | -0.030571 | -0.030864 | -0.030886 | 0.03083 | 0.031127 | 0.03115 | 93.453 | -26.0736 | -146.0126 | -86.547 | 153.9264 | 33.9874 |  | 1.1686 | 1.1674 | 1.1667 | 1.1788 | 1.1777 | 1.177 | -0.3387 | -120.4154 | 119.6069 | -0.54533 | -120.6189 | 119.401
Line6_7_8 | 0 | 0 | 0 | 0 | 0 | 0 | 0 | 0 | 0 | 0 | 0 | 0 | 9.4834e-10 | 9.5292e-10 | 1.1258e-09 | -9.7289e-10 | -9.7096e-10 | -1.0832e-09 | 3.0529e-11 | 2.7028e-10 | 1.3761e-10 | -6.5603e-11 | -2.315e-10 | -1.4137e-10 | 0 | 0 | 0 | 0 | 0 | 0 |  | 1.1788 | 1.1777 | 1.177 | 1.1788 | 1.1777 | 1.177 | -0.54533 | -120.6189 | 119.401 | -0.54533 | -120.6189 | 119.401
Line7_8_9 | 0 | 0 | 0 | 0 | 0 | 0 | 0 | 0 | 0 | 0 | 0 | 0 | 3.1611e-10 | 3.1764e-10 | 3.7525e-10 | -3.4066e-10 | -3.3567e-10 | -3.3267e-10 | 1.0176e-11 | 9.0095e-11 | 4.587e-11 | -4.525e-11 | -5.131e-11 | -4.9629e-11 | 0 | 0 | 0 | 0 | 0 | 0 |  | 1.1788 | 1.1777 | 1.177 | 1.1788 | 1.1777 | 1.177 | -0.54533 | -120.6189 | 119.401 | -0.54533 | -120.6189 | 119.401
Line8_8_10 | 0 | 0 | 0 | 0 | 0 | 0 | 0 | 0 | 0 | 0 | 0 | 0 | 3.1611e-10 | 3.1764e-10 | 3.7525e-10 | -3.4066e-10 | -3.3567e-10 | -3.3267e-10 | 1.0176e-11 | 9.0095e-11 | 4.587e-11 | -4.525e-11 | -5.131e-11 | -4.9629e-11 | 0 | 0 | 0 | 0 | 0 | 0 |  | 1.1788 | 1.1777 | 1.177 | 1.1788 | 1.1777 | 1.177 | -0.54533 | -120.6189 | 119.401 | -0.54533 | -120.6189 | 119.401
Line9_3_11 | 0.10165 | 0.10278 | 0.10291 | 0.10165 | 0.10278 | 0.10291 | 0.023475 | 0.023736 | 0.023767 | 0.023475 | 0.023736 | 0.023767 | -0.0015769 | -0.0018731 | -0.0018936 | 0.0016802 | 0.0019782 | 0.0020001 | -0.027123 | -0.027375 | -0.027393 | 0.02733 | 0.027586 | 0.027605 | 93.2194 | -26.2738 | -146.2087 | -86.7806 | 153.7262 | 33.7913 |  | 1.1574 | 1.156 | 1.1553 | 1.1664 | 1.1652 | 1.1645 | -0.10801 | -120.188 | 119.837 | -0.29854 | -120.3755 | 119.6473

## LLG_min_6
name | pf_ikss_a_from_ka | pf_ikss_b_from_ka | pf_ikss_c_from_ka | pf_ikss_a_to_ka | pf_ikss_b_to_ka | pf_ikss_c_to_ka | pf_skss_a_from_mw | pf_skss_b_from_mw | pf_skss_c_from_mw | pf_skss_a_to_mw | pf_skss_b_to_mw | pf_skss_c_to_mw | pf_p_a_from_mw | pf_p_b_from_mw | pf_p_c_from_mw | pf_p_a_to_mw | pf_p_b_to_mw | pf_p_c_to_mw | pf_q_a_from_mvar | pf_q_b_from_mvar | pf_q_c_from_mvar | pf_q_a_to_mvar | pf_q_b_to_mvar | pf_q_c_to_mvar | pf_ikss_a_from_degree | pf_ikss_b_from_degree | pf_ikss_c_from_degree | pf_ikss_a_to_degree | pf_ikss_b_to_degree | pf_ikss_c_to_degree | 3xI0 | pf_vm_a_from_pu | pf_vm_b_from_pu | pf_vm_c_from_pu | pf_vm_a_to_pu | pf_vm_b_to_pu | pf_vm_c_to_pu | pf_va_a_from_degree | pf_va_b_from_degree | pf_va_c_from_degree | pf_va_a_to_degree | pf_va_b_to_degree | pf_va_c_to_degree
Line0_1_2 | 0.0016137 | 0.0047643 | 0.0057366 | 0.0016137 | 0.0047644 | 0.0057367 | 0.00037266 | 0.0011003 | 0.0013248 | 0.00037266 | 0.0011003 | 0.0013248 | -0.00031395 | -0.00048045 | -0.00075408 | 0.00031403 | 0.00048076 | 0.00075468 | 0.00011145 | -0.00060836 | -0.00049972 | -0.00011143 | 0.00060887 | 0.00050021 | -163.8739 | -2.3688 | -104.9278 | 16.1271 | 177.6309 | 75.0724 |  | 0.89398 | 0.70454 | 0.68284 | 0.89417 | 0.70509 | 0.68342 | -3.418 | -130.6688 | 108.6042 | -3.4101 | -130.6631 | 108.6094
Line10_11_12 | 0.0016059 | 0.0047496 | 0.0057186 | 0.0016059 | 0.0047496 | 0.0057187 | 0.00037087 | 0.0010969 | 0.0013207 | 0.00037087 | 0.0010969 | 0.0013207 | -0.0003122 | -0.00048061 | -0.00075389 | 0.00031228 | 0.00048091 | 0.00075448 | 0.00011204 | -0.00060668 | -0.00049763 | -0.00011203 | 0.0006072 | 0.00049812 | -163.6608 | -2.2713 | -104.8136 | 16.3402 | 177.7284 | 75.1865 |  | 0.89437 | 0.70562 | 0.68399 | 0.89456 | 0.70616 | 0.68457 | -3.4023 | -130.6572 | 108.6148 | -3.3944 | -130.6515 | 108.6201
Line11_12_13 | 0.0016059 | 0.0047496 | 0.0057187 | 0.0016059 | 0.0047496 | 0.0057187 | 0.00037087 | 0.0010969 | 0.0013207 | 0.00037087 | 0.0010969 | 0.0013207 | -0.00031228 | -0.00048091 | -0.00075448 | 0.00031236 | 0.00048121 | 0.00075507 | 0.00011203 | -0.0006072 | -0.00049812 | -0.00011201 | 0.00060771 | 0.00049861 | -163.6598 | -2.2716 | -104.8135 | 16.3411 | 177.7281 | 75.1866 |  | 0.89456 | 0.70616 | 0.68457 | 0.89476 | 0.7067 | 0.68514 | -3.3944 | -130.6515 | 108.6201 | -3.3866 | -130.6457 | 108.6254
Line12_13_15 | 0 | 0 | 0 | 0 | 0 | 0 | 0 | 0 | 0 | 0 | 0 | 0 | -5.9792e-09 | -9.0581e-09 | 1.089e-08 | 4.1619e-09 | 6.6268e-09 | -6.6416e-09 | -1.5197e-08 | 1.2323e-08 | 2.0619e-09 | 9.9475e-09 | -8.6698e-09 | -1.8453e-09 | 0 | 0 | 0 | 0 | 0 | 0 |  | 0.89476 | 0.7067 | 0.68514 | 0.89476 | 0.7067 | 0.68514 | -3.3866 | -130.6457 | 108.6254 | -3.3866 | -130.6457 | 108.6254
Line13_13_14 | 0.0016059 | 0.0047496 | 0.0057188 | 0.0016059 | 0.0047497 | 0.0057188 | 0.00037087 | 0.0010969 | 0.0013207 | 0.00037087 | 0.0010969 | 0.0013207 | -0.00031236 | -0.00048121 | -0.00075508 | 0.00031244 | 0.00048151 | 0.00075568 | 0.00011203 | -0.00060773 | -0.00049862 | -0.00011201 | 0.00060824 | 0.00049911 | -163.6561 | -2.2731 | -104.8132 | 16.3449 | 177.7266 | 75.187 |  | 0.89476 | 0.7067 | 0.68514 | 0.89495 | 0.70724 | 0.68572 | -3.3866 | -130.6457 | 108.6254 | -3.3787 | -130.6399 | 108.6307
Line14_15_16 | 0 | 0 | 0 | 0 | 0 | 0 | 0 | 0 | 0 | 0 | 0 | 0 | -3.9861e-09 | -6.0387e-09 | 7.2601e-09 | 2.1689e-09 | 3.6074e-09 | -3.0115e-09 | -1.0132e-08 | 8.2151e-09 | 1.3746e-09 | 4.8817e-09 | -4.5623e-09 | -1.158e-09 | 0 | 0 | 0 | 0 | 0 | 0 |  | 0.89476 | 0.7067 | 0.68514 | 0.89476 | 0.7067 | 0.68514 | -3.3866 | -130.6457 | 108.6254 | -3.3866 | -130.6457 | 108.6254
Line15_16_17 | 0 | 0 | 0 | 0 | 0 | 0 | 0 | 0 | 0 | 0 | 0 | 0 | -1.9931e-09 | -3.0194e-09 | 3.63e-09 | 1.758e-10 | 5.8807e-10 | 6.185e-10 | -5.0658e-09 | 4.1075e-09 | 6.873e-10 | -1.8411e-10 | -4.5476e-10 | -4.7069e-10 | 0 | 0 | 0 | 0 | 0 | 0 |  | 0.89476 | 0.7067 | 0.68514 | 0.89476 | 0.7067 | 0.68514 | -3.3866 | -130.6457 | 108.6254 | -3.3866 | -130.6457 | 108.6254
Line16_4_18 | 0 | 3.366 | 3.2475 | 0 | 3.366 | 3.2475 | 0 | 0.77735 | 0.74997 | 0 | 0.77735 | 0.74997 | -1.2354e-09 | 0.15079 | 0.21021 | 5.9892e-10 | -6.7497e-14 | -6.2527e-14 | -1.3351e-08 | 0.2291 | 0.14694 | -8.6871e-11 | 7.5451e-14 | 1.056e-13 | 0 | 172.6608 | 73.6275 | 0 | -7.3392 | -106.3725 |  | 0.80901 | 0.35283 | 0.34199 | 0.72375 | 0 | 0 | -2.77 | -130.6911 | 108.5817 | -1.9747 | 0 | 0
Line17_5_19 | 0.0016175 | 0.0047718 | 0.0057458 | 0.0016175 | 0.0047718 | 0.0057458 | 0.00037355 | 0.001102 | 0.0013269 | 0.00037355 | 0.001102 | 0.0013269 | -0.00031499 | -0.00048097 | -0.00075538 | 0.00031507 | 0.00048128 | 0.00075598 | 0.00011113 | -0.00061025 | -0.00050176 | -0.00011112 | 0.00061077 | 0.00050226 | -163.9763 | -2.4196 | -104.9846 | 16.0247 | 177.5801 | 75.0155 |  | 0.89417 | 0.70509 | 0.68342 | 0.89437 | 0.70563 | 0.684 | -3.4101 | -130.6631 | 108.6094 | -3.4022 | -130.6574 | 108.6146
Line1_1_3 | 0.0016059 | 0.0047496 | 0.0057186 | 0.0016059 | 0.0047496 | 0.0057186 | 0.00037087 | 0.0010969 | 0.0013207 | 0.00037087 | 0.0010969 | 0.0013207 | -0.00031204 | -0.00048 | -0.0007527 | 0.00031212 | 0.0004803 | 0.0007533 | 0.00011207 | -0.00060565 | -0.00049665 | -0.00011205 | 0.00060616 | 0.00049714 | -163.6627 | -2.2705 | -104.8138 | 16.3383 | 177.7292 | 75.1863 |  | 0.89398 | 0.70454 | 0.68284 | 0.89417 | 0.70508 | 0.68341 | -3.418 | -130.6688 | 108.6042 | -3.4101 | -130.663 | 108.6095
Line2_1_4 | 0.0027031 | 3.3561 | 3.2365 | 0.0027031 | 3.3561 | 3.2365 | 0.00062426 | 0.77506 | 0.74743 | 0.00062426 | 0.77506 | 0.74743 | -0.00055802 | 0.30042 | 0.41849 | 0.00050503 | -0.15054 | -0.20965 | 7.7682e-06 | 0.456 | 0.29214 | -1.3263e-06 | -0.2283 | -0.14623 | 177.3796 | 172.7084 | 73.6863 | -2.6195 | -7.2916 | -106.3137 |  | 0.89398 | 0.70454 | 0.68284 | 0.80901 | 0.35283 | 0.34199 | -3.418 | -130.6688 | 108.6042 | -2.77 | -130.6911 | 108.5817
Line3_1_5 | 0.0016175 | 0.0047718 | 0.0057458 | 0.0016175 | 0.0047718 | 0.0057458 | 0.00037355 | 0.001102 | 0.0013269 | 0.00037355 | 0.001102 | 0.0013269 | -0.00031491 | -0.00048066 | -0.00075479 | 0.00031499 | 0.00048097 | 0.00075538 | 0.00011115 | -0.00060973 | -0.00050127 | -0.00011113 | 0.00061025 | 0.00050176 | -163.9772 | -2.4193 | -104.9847 | 16.0238 | 177.5804 | 75.0154 |  | 0.89398 | 0.70454 | 0.68284 | 0.89417 | 0.70509 | 0.68342 | -3.418 | -130.6688 | 108.6042 | -3.4101 | -130.6631 | 108.6094
Line4_2_6 | 0.0016137 | 0.0047644 | 0.0057367 | 0.0016137 | 0.0047644 | 0.0057367 | 0.00037266 | 0.0011003 | 0.0013248 | 0.00037266 | 0.0011003 | 0.0013248 | -0.00031403 | -0.00048075 | -0.00075468 | 0.00031412 | 0.00048106 | 0.00075528 | 0.00011143 | -0.00060887 | -0.00050022 | -0.00011142 | 0.00060939 | 0.00050071 | -163.8729 | -2.3692 | -104.9277 | 16.128 | 177.6305 | 75.0725 |  | 0.89417 | 0.70509 | 0.68342 | 0.89437 | 0.70563 | 0.68399 | -3.4101 | -130.6631 | 108.6094 | -3.4022 | -130.6573 | 108.6147
Line5_6_7 | 0.0016137 | 0.0047644 | 0.0057367 | 0.0016137 | 0.0047644 | 0.0057367 | 0.00037266 | 0.0011003 | 0.0013248 | 0.00037266 | 0.0011003 | 0.0013248 | -0.00031412 | -0.00048106 | -0.00075528 | 0.0003142 | 0.00048137 | 0.00075587 | 0.00011142 | -0.00060939 | -0.00050071 | -0.00011141 | 0.00060991 | 0.0005012 | -163.872 | -2.3695 | -104.9276 | 16.1289 | 177.6301 | 75.0726 |  | 0.89437 | 0.70563 | 0.68399 | 0.89456 | 0.70617 | 0.68457 | -3.4022 | -130.6573 | 108.6147 | -3.3944 | -130.6516 | 108.6199
Line6_7_8 | 0 | 0 | 0 | 0 | 0 | 0 | 0 | 0 | 0 | 0 | 0 | 0 | -5.9701e-09 | -9.0761e-09 | 1.0892e-08 | 4.1564e-09 | 6.6397e-09 | -6.642e-09 | -1.5218e-08 | 1.232e-08 | 2.0755e-09 | 9.961e-09 | -8.6679e-09 | -1.8542e-09 | 0 | 0 | 0 | 0 | 0 | 0 |  | 0.89456 | 0.70617 | 0.68457 | 0.89456 | 0.70617 | 0.68457 | -3.3944 | -130.6516 | 108.6199 | -3.3944 | -130.6516 | 108.6199
Line7_8_9 | 0 | 0 | 0 | 0 | 0 | 0 | 0 | 0 | 0 | 0 | 0 | 0 | -1.99e-09 | -3.0254e-09 | 3.6307e-09 | 1.7636e-10 | 5.8896e-10 | 6.1937e-10 | -5.0728e-09 | 4.1066e-09 | 6.9182e-10 | -1.845e-10 | -4.5467e-10 | -4.7052e-10 | 0 | 0 | 0 | 0 | 0 | 0 |  | 0.89456 | 0.70617 | 0.68457 | 0.89456 | 0.70617 | 0.68457 | -3.3944 | -130.6516 | 108.6199 | -3.3944 | -130.6516 | 108.6199
Line8_8_10 | 0 | 0 | 0 | 0 | 0 | 0 | 0 | 0 | 0 | 0 | 0 | 0 | -1.99e-09 | -3.0254e-09 | 3.6307e-09 | 1.7636e-10 | 5.8896e-10 | 6.1937e-10 | -5.0728e-09 | 4.1066e-09 | 6.9182e-10 | -1.845e-10 | -4.5467e-10 | -4.7052e-10 | 0 | 0 | 0 | 0 | 0 | 0 |  | 0.89456 | 0.70617 | 0.68457 | 0.89456 | 0.70617 | 0.68457 | -3.3944 | -130.6516 | 108.6199 | -3.3944 | -130.6516 | 108.6199
Line9_3_11 | 0.0016059 | 0.0047496 | 0.0057186 | 0.0016059 | 0.0047496 | 0.0057186 | 0.00037087 | 0.0010969 | 0.0013207 | 0.00037087 | 0.0010969 | 0.0013207 | -0.00031212 | -0.0004803 | -0.0007533 | 0.0003122 | 0.00048061 | 0.00075389 | 0.00011205 | -0.00060616 | -0.00049714 | -0.00011204 | 0.00060668 | 0.00049763 | -163.6617 | -2.2709 | -104.8137 | 16.3392 | 177.7288 | 75.1864 |  | 0.89417 | 0.70508 | 0.68341 | 0.89437 | 0.70562 | 0.68399 | -3.4101 | -130.663 | 108.6095 | -3.4023 | -130.6572 | 108.6148

## LLG_min_10
name | pf_ikss_a_from_ka | pf_ikss_b_from_ka | pf_ikss_c_from_ka | pf_ikss_a_to_ka | pf_ikss_b_to_ka | pf_ikss_c_to_ka | pf_skss_a_from_mw | pf_skss_b_from_mw | pf_skss_c_from_mw | pf_skss_a_to_mw | pf_skss_b_to_mw | pf_skss_c_to_mw | pf_p_a_from_mw | pf_p_b_from_mw | pf_p_c_from_mw | pf_p_a_to_mw | pf_p_b_to_mw | pf_p_c_to_mw | pf_q_a_from_mvar | pf_q_b_from_mvar | pf_q_c_from_mvar | pf_q_a_to_mvar | pf_q_b_to_mvar | pf_q_c_to_mvar | pf_ikss_a_from_degree | pf_ikss_b_from_degree | pf_ikss_c_from_degree | pf_ikss_a_to_degree | pf_ikss_b_to_degree | pf_ikss_c_to_degree | 3xI0 | pf_vm_a_from_pu | pf_vm_b_from_pu | pf_vm_c_from_pu | pf_vm_a_to_pu | pf_vm_b_to_pu | pf_vm_c_to_pu | pf_va_a_from_degree | pf_va_b_from_degree | pf_va_c_from_degree | pf_va_a_to_degree | pf_va_b_to_degree | pf_va_c_to_degree
Line0_1_2 | 0.0015287 | 0.0045136 | 0.0054347 | 0.0015287 | 0.0045136 | 0.0054347 | 0.00035304 | 0.0010424 | 0.0012551 | 0.00035304 | 0.0010424 | 0.0012551 | -0.00028177 | -0.00043121 | -0.0006768 | 0.00028185 | 0.00043148 | 0.00067733 | 0.00010003 | -0.000546 | -0.0004485 | -0.00010001 | 0.00054647 | 0.00044895 | -163.8739 | -2.3688 | -104.9278 | 16.1271 | 177.6309 | 75.0724 |  | 0.84692 | 0.66746 | 0.6469 | 0.84711 | 0.66798 | 0.64745 | -3.418 | -130.6688 | 108.6042 | -3.4101 | -130.6631 | 108.6094
Line10_11_12 | 0.0015214 | 0.0044996 | 0.0054177 | 0.0015214 | 0.0044996 | 0.0054177 | 0.00035135 | 0.0010391 | 0.0012512 | 0.00035135 | 0.0010391 | 0.0012512 | -0.0002802 | -0.00043135 | -0.00067662 | 0.00028028 | 0.00043162 | 0.00067715 | 0.00010056 | -0.0005445 | -0.00044663 | -0.00010054 | 0.00054496 | 0.00044707 | -163.6608 | -2.2713 | -104.8136 | 16.3402 | 177.7284 | 75.1865 |  | 0.84729 | 0.66849 | 0.64799 | 0.84748 | 0.669 | 0.64854 | -3.4023 | -130.6572 | 108.6148 | -3.3944 | -130.6515 | 108.6201
Line11_12_13 | 0.0015214 | 0.0044996 | 0.0054177 | 0.0015214 | 0.0044996 | 0.0054177 | 0.00035135 | 0.0010391 | 0.0012512 | 0.00035135 | 0.0010391 | 0.0012512 | -0.00028028 | -0.00043162 | -0.00067715 | 0.00028035 | 0.00043189 | 0.00067768 | 0.00010054 | -0.00054496 | -0.00044707 | -0.00010053 | 0.00054543 | 0.00044751 | -163.6598 | -2.2716 | -104.8135 | 16.3411 | 177.7281 | 75.1866 |  | 0.84748 | 0.669 | 0.64854 | 0.84766 | 0.66951 | 0.64908 | -3.3944 | -130.6515 | 108.6201 | -3.3866 | -130.6457 | 108.6254
Line12_13_15 | 0 | 0 | 0 | 0 | 0 | 0 | 0 | 0 | 0 | 0 | 0 | 0 | -5.3664e-09 | -8.1297e-09 | 9.774e-09 | 3.7353e-09 | 5.9476e-09 | -5.9609e-09 | -1.364e-08 | 1.106e-08 | 1.8506e-09 | 8.928e-09 | -7.7812e-09 | -1.6562e-09 | 0 | 0 | 0 | 0 | 0 | 0 |  | 0.84766 | 0.66951 | 0.64908 | 0.84766 | 0.66951 | 0.64908 | -3.3866 | -130.6457 | 108.6254 | -3.3866 | -130.6457 | 108.6254
Line13_13_14 | 0.0015214 | 0.0044997 | 0.0054178 | 0.0015214 | 0.0044997 | 0.0054178 | 0.00035135 | 0.0010392 | 0.0012512 | 0.00035135 | 0.0010392 | 0.0012512 | -0.00028034 | -0.00043189 | -0.00067769 | 0.00028042 | 0.00043216 | 0.00067823 | 0.00010055 | -0.00054544 | -0.00044751 | -0.00010053 | 0.0005459 | 0.00044795 | -163.6561 | -2.2731 | -104.8132 | 16.3449 | 177.7266 | 75.187 |  | 0.84766 | 0.66951 | 0.64908 | 0.84785 | 0.67002 | 0.64963 | -3.3866 | -130.6457 | 108.6254 | -3.3787 | -130.6399 | 108.6307
Line14_15_16 | 0 | 0 | 0 | 0 | 0 | 0 | 0 | 0 | 0 | 0 | 0 | 0 | -3.5776e-09 | -5.4198e-09 | 6.516e-09 | 1.9466e-09 | 3.2377e-09 | -2.7029e-09 | -9.0932e-09 | 7.3731e-09 | 1.2337e-09 | 4.3814e-09 | -4.0947e-09 | -1.0393e-09 | 0 | 0 | 0 | 0 | 0 | 0 |  | 0.84766 | 0.66951 | 0.64908 | 0.84766 | 0.66951 | 0.64908 | -3.3866 | -130.6457 | 108.6254 | -3.3866 | -130.6457 | 108.6254
Line15_16_17 | 0 | 0 | 0 | 0 | 0 | 0 | 0 | 0 | 0 | 0 | 0 | 0 | -1.7888e-09 | -2.7099e-09 | 3.258e-09 | 1.5778e-10 | 5.278e-10 | 5.5511e-10 | -4.5466e-09 | 3.6865e-09 | 6.1686e-10 | -1.6524e-10 | -4.0815e-10 | -4.2245e-10 | 0 | 0 | 0 | 0 | 0 | 0 |  | 0.84766 | 0.66951 | 0.64908 | 0.84766 | 0.66951 | 0.64908 | -3.3866 | -130.6457 | 108.6254 | -3.3866 | -130.6457 | 108.6254
Line16_4_18 | 0 | 3.1889 | 3.0766 | 0 | 3.1889 | 3.0766 | 0 | 0.73644 | 0.7105 | 0 | 0.73644 | 0.7105 | -1.1088e-09 | 0.13534 | 0.18867 | 5.3754e-10 | -6.0595e-14 | -5.587e-14 | -1.1983e-08 | 0.20562 | 0.13188 | -7.7967e-11 | 6.7872e-14 | 9.4741e-14 | 0 | 172.6608 | 73.6275 | 0 | -7.3392 | -106.3725 |  | 0.76643 | 0.33426 | 0.32399 | 0.68565 | 0 | 0 | -2.77 | -130.6911 | 108.5817 | -1.9747 | 0 | 0
Line17_5_19 | 0.0015324 | 0.0045206 | 0.0054434 | 0.0015324 | 0.0045206 | 0.0054434 | 0.00035389 | 0.001044 | 0.0012571 | 0.00035389 | 0.001044 | 0.0012571 | -0.00028271 | -0.00043167 | -0.00067796 | 0.00028278 | 0.00043195 | 0.0006785 | 9.9744e-05 | -0.0005477 | -0.00045033 | -9.9732e-05 | 0.00054817 | 0.00045078 | -163.9763 | -2.4196 | -104.9846 | 16.0247 | 177.5801 | 75.0155 |  | 0.84711 | 0.66798 | 0.64745 | 0.8473 | 0.66849 | 0.648 | -3.4101 | -130.6631 | 108.6094 | -3.4022 | -130.6574 | 108.6146
Line1_1_3 | 0.0015214 | 0.0044996 | 0.0054176 | 0.0015214 | 0.0044996 | 0.0054176 | 0.00035135 | 0.0010391 | 0.0012511 | 0.00035135 | 0.0010391 | 0.0012512 | -0.00028006 | -0.0004308 | -0.00067556 | 0.00028013 | 0.00043108 | 0.00067609 | 0.00010058 | -0.00054357 | -0.00044575 | -0.00010057 | 0.00054404 | 0.00044619 | -163.6627 | -2.2705 | -104.8138 | 16.3383 | 177.7292 | 75.1863 |  | 0.84692 | 0.66746 | 0.6469 | 0.84711 | 0.66797 | 0.64744 | -3.418 | -130.6688 | 108.6042 | -3.4101 | -130.663 | 108.6095
Line2_1_4 | 0.0025609 | 3.1795 | 3.0661 | 0.0025609 | 3.1795 | 3.0661 | 0.00059141 | 0.73427 | 0.70809 | 0.0005914 | 0.73427 | 0.70809 | -0.00050083 | 0.26963 | 0.3756 | 0.00045327 | -0.13511 | -0.18816 | 6.972e-06 | 0.40926 | 0.2622 | -1.1903e-06 | -0.2049 | -0.13124 | 177.3796 | 172.7084 | 73.6863 | -2.6195 | -7.2916 | -106.3137 |  | 0.84692 | 0.66746 | 0.6469 | 0.76643 | 0.33426 | 0.32399 | -3.418 | -130.6688 | 108.6042 | -2.77 | -130.6911 | 108.5817
Line3_1_5 | 0.0015324 | 0.0045206 | 0.0054434 | 0.0015324 | 0.0045206 | 0.0054434 | 0.00035389 | 0.001044 | 0.0012571 | 0.00035389 | 0.001044 | 0.0012571 | -0.00028263 | -0.0004314 | -0.00067743 | 0.00028271 | 0.00043167 | 0.00067796 | 9.9756e-05 | -0.00054723 | -0.00044989 | -9.9744e-05 | 0.0005477 | 0.00045033 | -163.9772 | -2.4193 | -104.9847 | 16.0238 | 177.5804 | 75.0154 |  | 0.84692 | 0.66746 | 0.6469 | 0.84711 | 0.66798 | 0.64745 | -3.418 | -130.6688 | 108.6042 | -3.4101 | -130.6631 | 108.6094
Line4_2_6 | 0.0015287 | 0.0045136 | 0.0054347 | 0.0015287 | 0.0045136 | 0.0054348 | 0.00035304 | 0.0010424 | 0.0012551 | 0.00035304 | 0.0010424 | 0.0012551 | -0.00028185 | -0.00043148 | -0.00067733 | 0.00028192 | 0.00043176 | 0.00067787 | 0.00010001 | -0.00054647 | -0.00044895 | -0.0001 | 0.00054694 | 0.00044939 | -163.8729 | -2.3692 | -104.9277 | 16.128 | 177.6305 | 75.0725 |  | 0.84711 | 0.66798 | 0.64745 | 0.8473 | 0.66849 | 0.64799 | -3.4101 | -130.6631 | 108.6094 | -3.4022 | -130.6573 | 108.6147
Line5_6_7 | 0.0015287 | 0.0045136 | 0.0054348 | 0.0015287 | 0.0045136 | 0.0054348 | 0.00035304 | 0.0010424 | 0.0012551 | 0.00035304 | 0.0010424 | 0.0012551 | -0.00028192 | -0.00043175 | -0.00067787 | 0.000282 | 0.00043203 | 0.0006784 | 0.0001 | -0.00054694 | -0.00044939 | -9.9989e-05 | 0.0005474 | 0.00044983 | -163.872 | -2.3695 | -104.9276 | 16.1289 | 177.6301 | 75.0726 |  | 0.8473 | 0.66849 | 0.64799 | 0.84748 | 0.669 | 0.64854 | -3.4022 | -130.6573 | 108.6147 | -3.3944 | -130.6516 | 108.6199
Line6_7_8 | 0 | 0 | 0 | 0 | 0 | 0 | 0 | 0 | 0 | 0 | 0 | 0 | -5.3582e-09 | -8.1459e-09 | 9.7758e-09 | 3.7304e-09 | 5.9592e-09 | -5.9613e-09 | -1.3659e-08 | 1.1057e-08 | 1.8627e-09 | 8.9401e-09 | -7.7795e-09 | -1.6641e-09 | 0 | 0 | 0 | 0 | 0 | 0 |  | 0.84748 | 0.669 | 0.64854 | 0.84748 | 0.669 | 0.64854 | -3.3944 | -130.6516 | 108.6199 | -3.3944 | -130.6516 | 108.6199
Line7_8_9 | 0 | 0 | 0 | 0 | 0 | 0 | 0 | 0 | 0 | 0 | 0 | 0 | -1.7861e-09 | -2.7153e-09 | 3.2586e-09 | 1.5829e-10 | 5.286e-10 | 5.5589e-10 | -4.5528e-09 | 3.6857e-09 | 6.2091e-10 | -1.6559e-10 | -4.0807e-10 | -4.223e-10 | 0 | 0 | 0 | 0 | 0 | 0 |  | 0.84748 | 0.669 | 0.64854 | 0.84748 | 0.669 | 0.64854 | -3.3944 | -130.6516 | 108.6199 | -3.3944 | -130.6516 | 108.6199
Line8_8_10 | 0 | 0 | 0 | 0 | 0 | 0 | 0 | 0 | 0 | 0 | 0 | 0 | -1.7861e-09 | -2.7153e-09 | 3.2586e-09 | 1.5829e-10 | 5.286e-10 | 5.5589e-10 | -4.5528e-09 | 3.6857e-09 | 6.2091e-10 | -1.6559e-10 | -4.0807e-10 | -4.223e-10 | 0 | 0 | 0 | 0 | 0 | 0 |  | 0.84748 | 0.669 | 0.64854 | 0.84748 | 0.669 | 0.64854 | -3.3944 | -130.6516 | 108.6199 | -3.3944 | -130.6516 | 108.6199
Line9_3_11 | 0.0015214 | 0.0044996 | 0.0054176 | 0.0015214 | 0.0044996 | 0.0054177 | 0.00035135 | 0.0010391 | 0.0012512 | 0.00035135 | 0.0010391 | 0.0012512 | -0.00028013 | -0.00043108 | -0.00067609 | 0.0002802 | 0.00043135 | 0.00067662 | 0.00010057 | -0.00054404 | -0.00044619 | -0.00010056 | 0.0005445 | 0.00044663 | -163.6617 | -2.2709 | -104.8137 | 16.3392 | 177.7288 | 75.1864 |  | 0.84711 | 0.66797 | 0.64744 | 0.84729 | 0.66849 | 0.64799 | -3.4101 | -130.663 | 108.6095 | -3.4023 | -130.6572 | 108.6148

## LLG_min_fault_6
name | pf_ikss_a_from_ka | pf_ikss_b_from_ka | pf_ikss_c_from_ka | pf_ikss_a_to_ka | pf_ikss_b_to_ka | pf_ikss_c_to_ka | pf_skss_a_from_mw | pf_skss_b_from_mw | pf_skss_c_from_mw | pf_skss_a_to_mw | pf_skss_b_to_mw | pf_skss_c_to_mw | pf_p_a_from_mw | pf_p_b_from_mw | pf_p_c_from_mw | pf_p_a_to_mw | pf_p_b_to_mw | pf_p_c_to_mw | pf_q_a_from_mvar | pf_q_b_from_mvar | pf_q_c_from_mvar | pf_q_a_to_mvar | pf_q_b_to_mvar | pf_q_c_to_mvar | pf_ikss_a_from_degree | pf_ikss_b_from_degree | pf_ikss_c_from_degree | pf_ikss_a_to_degree | pf_ikss_b_to_degree | pf_ikss_c_to_degree | 3xI0 | pf_vm_a_from_pu | pf_vm_b_from_pu | pf_vm_c_from_pu | pf_vm_a_to_pu | pf_vm_b_to_pu | pf_vm_c_to_pu | pf_va_a_from_degree | pf_va_b_from_degree | pf_va_c_from_degree | pf_va_a_to_degree | pf_va_b_to_degree | pf_va_c_to_degree
Line0_1_2 | 1.4063e-05 | 4.6023e-05 | 5.2324e-05 | 1.4063e-05 | 4.6023e-05 | 5.2325e-05 | 3.2477e-06 | 1.0629e-05 | 1.2084e-05 | 3.2477e-06 | 1.0629e-05 | 1.2084e-05 | -2.7445e-06 | -7.8303e-06 | -8.6311e-06 | 2.7445e-06 | 7.8303e-06 | 8.6312e-06 | 1.4071e-06 | -6.3432e-06 | -7.5198e-06 | -1.4072e-06 | 6.3433e-06 | 7.5198e-06 | -152.8824 | 20.8615 | -101.157 | 27.1184 | -159.1387 | 78.8431 |  | 0.94966 | 0.94812 | 0.94733 | 0.94967 | 0.94812 | 0.94734 | -0.027178 | -120.128 | 119.9067 | -0.027097 | -120.1279 | 119.9067
Line10_11_12 | 1.3993e-05 | 4.5876e-05 | 5.2162e-05 | 1.3993e-05 | 4.5876e-05 | 5.2163e-05 | 3.2314e-06 | 1.0595e-05 | 1.2046e-05 | 3.2314e-06 | 1.0595e-05 | 1.2046e-05 | -2.7255e-06 | -7.8169e-06 | -8.6186e-06 | 2.7254e-06 | 7.8169e-06 | 8.6187e-06 | 1.4104e-06 | -6.3086e-06 | -7.4803e-06 | -1.4105e-06 | 6.3087e-06 | 7.4804e-06 | -152.6651 | 20.9672 | -101.0489 | 27.3356 | -159.033 | 78.9513 |  | 0.94967 | 0.94813 | 0.94735 | 0.94967 | 0.94813 | 0.94735 | -0.027017 | -120.1278 | 119.9067 | -0.026936 | -120.1277 | 119.9067
Line11_12_13 | 1.3993e-05 | 4.5876e-05 | 5.2163e-05 | 1.3993e-05 | 4.5876e-05 | 5.2163e-05 | 3.2314e-06 | 1.0595e-05 | 1.2046e-05 | 3.2314e-06 | 1.0595e-05 | 1.2046e-05 | -2.7254e-06 | -7.8169e-06 | -8.6187e-06 | 2.7254e-06 | 7.817e-06 | 8.6188e-06 | 1.4105e-06 | -6.3087e-06 | -7.4804e-06 | -1.4105e-06 | 6.3088e-06 | 7.4804e-06 | -152.6644 | 20.9669 | -101.0488 | 27.3364 | -159.0333 | 78.9513 |  | 0.94967 | 0.94813 | 0.94735 | 0.94967 | 0.94814 | 0.94736 | -0.026936 | -120.1277 | 119.9067 | -0.026856 | -120.1276 | 119.9067
Line12_13_15 | 0 | 0 | 0 | 0 | 0 | 0 | 0 | 0 | 0 | 0 | 0 | 0 | -5.9702e-11 | -8.9483e-11 | 9.8809e-11 | 4.0953e-11 | 6.6119e-11 | -5.6696e-11 | -1.091e-10 | 1.2761e-10 | 2.4118e-11 | 7.1184e-11 | -9.2426e-11 | -2.1452e-11 | 0 | 0 | 0 | 0 | 0 | 0 |  | 0.94967 | 0.94814 | 0.94736 | 0.94967 | 0.94814 | 0.94736 | -0.026856 | -120.1276 | 119.9067 | -0.026856 | -120.1276 | 119.9067
Line13_13_14 | 1.3993e-05 | 4.5876e-05 | 5.2163e-05 | 1.3993e-05 | 4.5876e-05 | 5.2163e-05 | 3.2314e-06 | 1.0595e-05 | 1.2047e-05 | 3.2314e-06 | 1.0595e-05 | 1.2047e-05 | -2.7254e-06 | -7.8169e-06 | -8.6189e-06 | 2.7254e-06 | 7.8169e-06 | 8.619e-06 | 1.4106e-06 | -6.3089e-06 | -7.4805e-06 | -1.4107e-06 | 6.309e-06 | 7.4805e-06 | -152.6613 | 20.9657 | -101.0485 | 27.3395 | -159.0345 | 78.9517 |  | 0.94967 | 0.94814 | 0.94736 | 0.94967 | 0.94814 | 0.94736 | -0.026856 | -120.1276 | 119.9067 | -0.026775 | -120.1275 | 119.9067
Line14_15_16 | 0 | 0 | 0 | 0 | 0 | 0 | 0 | 0 | 0 | 0 | 0 | 0 | -3.9801e-11 | -5.9655e-11 | 6.5872e-11 | 2.1053e-11 | 3.6291e-11 | -2.376e-11 | -7.2734e-11 | 8.5071e-11 | 1.6079e-11 | 3.4817e-11 | -4.9891e-11 | -1.3412e-11 | 0 | 0 | 0 | 0 | 0 | 0 |  | 0.94967 | 0.94814 | 0.94736 | 0.94967 | 0.94814 | 0.94736 | -0.026856 | -120.1276 | 119.9067 | -0.026856 | -120.1276 | 119.9067
Line15_16_17 | 0 | 0 | 0 | 0 | 0 | 0 | 0 | 0 | 0 | 0 | 0 | 0 | -1.9901e-11 | -2.9828e-11 | 3.2936e-11 | 1.152e-12 | 6.4639e-12 | 9.176e-12 | -3.6367e-11 | 4.2535e-11 | 8.0394e-12 | -1.5505e-12 | -7.3554e-12 | -5.3728e-12 | 0 | 0 | 0 | 0 | 0 | 0 |  | 0.94967 | 0.94814 | 0.94736 | 0.94967 | 0.94814 | 0.94736 | -0.026856 | -120.1276 | 119.9067 | -0.026856 | -120.1276 | 119.9067
Line16_4_18 | 0 | 0.030746 | 0.030719 | 0 | 0.030746 | 0.030719 | 0 | 0.0071004 | 0.0070942 | 0 | 0.0071004 | 0.0070942 | -2.5615e-11 | 0.0047404 | 0.0047375 | 5.444e-12 | -0.0047265 | -0.0047182 | -1.0989e-10 | 0.0047464 | 0.0047329 | -1.6463e-12 | -0.0047265 | -0.0047182 | 0 | -165.2008 | 74.9627 | 0 | 14.7992 | -105.0373 |  | 0.94905 | 0.94476 | 0.94396 | 0.94843 | 0.94139 | 0.94057 | -0.027822 | -120.1643 | 119.9345 | -0.028551 | -120.2008 | 119.9627
Line17_5_19 | 1.4098e-05 | 4.6097e-05 | 5.2406e-05 | 1.4098e-05 | 4.6097e-05 | 5.2407e-05 | 3.2559e-06 | 1.0646e-05 | 1.2103e-05 | 3.2559e-06 | 1.0646e-05 | 1.2103e-05 | -2.754e-06 | -7.8368e-06 | -8.6376e-06 | 2.754e-06 | 7.8368e-06 | 8.6377e-06 | 1.4056e-06 | -6.3609e-06 | -7.5398e-06 | -1.4057e-06 | 6.361e-06 | 7.5398e-06 | -152.9877 | 20.8069 | -101.2109 | 27.0131 | -159.1933 | 78.7892 |  | 0.94967 | 0.94812 | 0.94734 | 0.94967 | 0.94813 | 0.94735 | -0.027097 | -120.1279 | 119.9067 | -0.027016 | -120.1278 | 119.9067
Line1_1_3 | 1.3993e-05 | 4.5876e-05 | 5.2162e-05 | 1.3993e-05 | 4.5876e-05 | 5.2162e-05 | 3.2314e-06 | 1.0595e-05 | 1.2046e-05 | 3.2314e-06 | 1.0595e-05 | 1.2046e-05 | -2.7255e-06 | -7.8169e-06 | -8.6185e-06 | 2.7255e-06 | 7.8169e-06 | 8.6185e-06 | 1.4104e-06 | -6.3084e-06 | -7.4802e-06 | -1.4104e-06 | 6.3085e-06 | 7.4803e-06 | -152.6667 | 20.9678 | -101.049 | 27.3341 | -159.0324 | 78.9511 |  | 0.94966 | 0.94812 | 0.94733 | 0.94966 | 0.94812 | 0.94734 | -0.027178 | -120.128 | 119.9067 | -0.027097 | -120.1279 | 119.9067
Line2_1_4 | 2.4499e-05 | 0.030651 | 0.030618 | 2.4498e-05 | 0.030651 | 0.030618 | 5.6577e-06 | 0.0070785 | 0.0070708 | 5.6577e-06 | 0.0070785 | 0.0070708 | -5.3215e-06 | 0.0047436 | 0.0047453 | 5.318e-06 | -0.0047297 | -0.0047261 | 7.415e-07 | 0.0047476 | 0.0047277 | -7.4115e-07 | -0.0047278 | -0.0047131 | -172.0946 | -165.1525 | 75.0136 | 7.9061 | 14.8475 | -104.9864 |  | 0.94966 | 0.94812 | 0.94733 | 0.94905 | 0.94476 | 0.94396 | -0.027178 | -120.128 | 119.9067 | -0.027822 | -120.1643 | 119.9345
Line3_1_5 | 1.4098e-05 | 4.6097e-05 | 5.2406e-05 | 1.4098e-05 | 4.6097e-05 | 5.2406e-05 | 3.2559e-06 | 1.0646e-05 | 1.2103e-05 | 3.2559e-06 | 1.0646e-05 | 1.2103e-05 | -2.754e-06 | -7.8368e-06 | -8.6375e-06 | 2.754e-06 | 7.8368e-06 | 8.6376e-06 | 1.4056e-06 | -6.3608e-06 | -7.5397e-06 | -1.4056e-06 | 6.3609e-06 | 7.5397e-06 | -152.9885 | 20.8072 | -101.211 | 27.0123 | -159.193 | 78.7891 |  | 0.94966 | 0.94812 | 0.94733 | 0.94967 | 0.94812 | 0.94734 | -0.027178 | -120.128 | 119.9067 | -0.027097 | -120.1279 | 119.9067
Line4_2_6 | 1.4063e-05 | 4.6023e-05 | 5.2325e-05 | 1.4063e-05 | 4.6023e-05 | 5.2325e-05 | 3.2477e-06 | 1.0629e-05 | 1.2084e-05 | 3.2477e-06 | 1.0629e-05 | 1.2084e-05 | -2.7445e-06 | -7.8303e-06 | -8.6312e-06 | 2.7445e-06 | 7.8303e-06 | 8.6313e-06 | 1.4072e-06 | -6.3433e-06 | -7.5198e-06 | -1.4072e-06 | 6.3434e-06 | 7.5199e-06 | -152.8816 | 20.8612 | -101.1569 | 27.1191 | -159.139 | 78.8432 |  | 0.94967 | 0.94812 | 0.94734 | 0.94967 | 0.94813 | 0.94735 | -0.027097 | -120.1279 | 119.9067 | -0.027016 | -120.1278 | 119.9067
Line5_6_7 | 1.4063e-05 | 4.6023e-05 | 5.2325e-05 | 1.4063e-05 | 4.6023e-05 | 5.2325e-05 | 3.2477e-06 | 1.0629e-05 | 1.2084e-05 | 3.2477e-06 | 1.0629e-05 | 1.2084e-05 | -2.7445e-06 | -7.8303e-06 | -8.6313e-06 | 2.7445e-06 | 7.8303e-06 | 8.6314e-06 | 1.4072e-06 | -6.3434e-06 | -7.5199e-06 | -1.4073e-06 | 6.3435e-06 | 7.5199e-06 | -152.8809 | 20.8609 | -101.1569 | 27.1199 | -159.1393 | 78.8433 |  | 0.94967 | 0.94813 | 0.94735 | 0.94967 | 0.94813 | 0.94735 | -0.027016 | -120.1278 | 119.9067 | -0.026935 | -120.1277 | 119.9067
Line6_7_8 | 0 | 0 | 0 | 0 | 0 | 0 | 0 | 0 | 0 | 0 | 0 | 0 | -5.9652e-11 | -8.9748e-11 | 9.8899e-11 | 4.0924e-11 | 6.6314e-11 | -5.6738e-11 | -1.093e-10 | 1.2767e-10 | 2.4277e-11 | 7.1309e-11 | -9.2475e-11 | -2.1557e-11 | 0 | 0 | 0 | 0 | 0 | 0 |  | 0.94967 | 0.94813 | 0.94735 | 0.94967 | 0.94813 | 0.94735 | -0.026935 | -120.1277 | 119.9067 | -0.026935 | -120.1277 | 119.9067
Line7_8_9 | 0 | 0 | 0 | 0 | 0 | 0 | 0 | 0 | 0 | 0 | 0 | 0 | -1.9884e-11 | -2.9916e-11 | 3.2966e-11 | 1.1566e-12 | 6.4819e-12 | 9.1951e-12 | -3.6432e-11 | 4.2557e-11 | 8.0923e-12 | -1.5551e-12 | -7.361e-12 | -5.3727e-12 | 0 | 0 | 0 | 0 | 0 | 0 |  | 0.94967 | 0.94813 | 0.94735 | 0.94967 | 0.94813 | 0.94735 | -0.026935 | -120.1277 | 119.9067 | -0.026935 | -120.1277 | 119.9067
Line8_8_10 | 0 | 0 | 0 | 0 | 0 | 0 | 0 | 0 | 0 | 0 | 0 | 0 | -1.9884e-11 | -2.9916e-11 | 3.2966e-11 | 1.1566e-12 | 6.4819e-12 | 9.1951e-12 | -3.6432e-11 | 4.2557e-11 | 8.0923e-12 | -1.5551e-12 | -7.361e-12 | -5.3727e-12 | 0 | 0 | 0 | 0 | 0 | 0 |  | 0.94967 | 0.94813 | 0.94735 | 0.94967 | 0.94813 | 0.94735 | -0.026935 | -120.1277 | 119.9067 | -0.026935 | -120.1277 | 119.9067
Line9_3_11 | 1.3993e-05 | 4.5876e-05 | 5.2162e-05 | 1.3993e-05 | 4.5876e-05 | 5.2162e-05 | 3.2314e-06 | 1.0595e-05 | 1.2046e-05 | 3.2314e-06 | 1.0595e-05 | 1.2046e-05 | -2.7255e-06 | -7.8169e-06 | -8.6185e-06 | 2.7255e-06 | 7.8169e-06 | 8.6186e-06 | 1.4104e-06 | -6.3085e-06 | -7.4803e-06 | -1.4104e-06 | 6.3086e-06 | 7.4803e-06 | -152.6659 | 20.9675 | -101.0489 | 27.3349 | -159.0327 | 78.9512 |  | 0.94966 | 0.94812 | 0.94734 | 0.94967 | 0.94813 | 0.94735 | -0.027097 | -120.1279 | 119.9067 | -0.027017 | -120.1278 | 119.9067

## LLG_min_fault_10
name | pf_ikss_a_from_ka | pf_ikss_b_from_ka | pf_ikss_c_from_ka | pf_ikss_a_to_ka | pf_ikss_b_to_ka | pf_ikss_c_to_ka | pf_skss_a_from_mw | pf_skss_b_from_mw | pf_skss_c_from_mw | pf_skss_a_to_mw | pf_skss_b_to_mw | pf_skss_c_to_mw | pf_p_a_from_mw | pf_p_b_from_mw | pf_p_c_from_mw | pf_p_a_to_mw | pf_p_b_to_mw | pf_p_c_to_mw | pf_q_a_from_mvar | pf_q_b_from_mvar | pf_q_c_from_mvar | pf_q_a_to_mvar | pf_q_b_to_mvar | pf_q_c_to_mvar | pf_ikss_a_from_degree | pf_ikss_b_from_degree | pf_ikss_c_from_degree | pf_ikss_a_to_degree | pf_ikss_b_to_degree | pf_ikss_c_to_degree | 3xI0 | pf_vm_a_from_pu | pf_vm_b_from_pu | pf_vm_c_from_pu | pf_vm_a_to_pu | pf_vm_b_to_pu | pf_vm_c_to_pu | pf_va_a_from_degree | pf_va_b_from_degree | pf_va_c_from_degree | pf_va_a_to_degree | pf_va_b_to_degree | pf_va_c_to_degree
Line0_1_2 | 1.3323e-05 | 4.3601e-05 | 4.9571e-05 | 1.3323e-05 | 4.3601e-05 | 4.9571e-05 | 3.0768e-06 | 1.0069e-05 | 1.1448e-05 | 3.0768e-06 | 1.0069e-05 | 1.1448e-05 | -2.4632e-06 | -7.0277e-06 | -7.7465e-06 | 2.4632e-06 | 7.0277e-06 | 7.7466e-06 | 1.2629e-06 | -5.6931e-06 | -6.7491e-06 | -1.263e-06 | 5.6931e-06 | 6.7491e-06 | -152.8824 | 20.8615 | -101.157 | 27.1184 | -159.1387 | 78.8431 |  | 0.89968 | 0.89822 | 0.89748 | 0.89968 | 0.89822 | 0.89748 | -0.027178 | -120.128 | 119.9067 | -0.027097 | -120.1279 | 119.9067
Line10_11_12 | 1.3256e-05 | 4.3461e-05 | 4.9417e-05 | 1.3256e-05 | 4.3462e-05 | 4.9417e-05 | 3.0614e-06 | 1.0037e-05 | 1.1412e-05 | 3.0614e-06 | 1.0037e-05 | 1.1412e-05 | -2.4461e-06 | -7.0158e-06 | -7.7353e-06 | 2.4461e-06 | 7.0158e-06 | 7.7354e-06 | 1.2659e-06 | -5.662e-06 | -6.7136e-06 | -1.2659e-06 | 5.6621e-06 | 6.7137e-06 | -152.6651 | 20.9672 | -101.0489 | 27.3356 | -159.033 | 78.9513 |  | 0.89968 | 0.89823 | 0.89749 | 0.89969 | 0.89823 | 0.89749 | -0.027017 | -120.1278 | 119.9067 | -0.026936 | -120.1277 | 119.9067
Line11_12_13 | 1.3256e-05 | 4.3462e-05 | 4.9417e-05 | 1.3256e-05 | 4.3462e-05 | 4.9417e-05 | 3.0614e-06 | 1.0037e-05 | 1.1412e-05 | 3.0614e-06 | 1.0037e-05 | 1.1412e-05 | -2.4461e-06 | -7.0158e-06 | -7.7353e-06 | 2.4461e-06 | 7.0158e-06 | 7.7354e-06 | 1.2659e-06 | -5.6621e-06 | -6.7137e-06 | -1.2659e-06 | 5.6622e-06 | 6.7137e-06 | -152.6644 | 20.9669 | -101.0488 | 27.3364 | -159.0333 | 78.9513 |  | 0.89969 | 0.89823 | 0.89749 | 0.89969 | 0.89824 | 0.8975 | -0.026936 | -120.1277 | 119.9067 | -0.026856 | -120.1276 | 119.9067
Line12_13_15 | 0 | 0 | 0 | 0 | 0 | 0 | 0 | 0 | 0 | 0 | 0 | 0 | -5.3583e-11 | -8.0311e-11 | 8.8681e-11 | 3.6756e-11 | 5.9342e-11 | -5.0885e-11 | -9.7919e-11 | 1.1453e-10 | 2.1646e-11 | 6.3888e-11 | -8.2953e-11 | -1.9253e-11 | 0 | 0 | 0 | 0 | 0 | 0 |  | 0.89969 | 0.89824 | 0.8975 | 0.89969 | 0.89824 | 0.8975 | -0.026856 | -120.1276 | 119.9067 | -0.026856 | -120.1276 | 119.9067
Line13_13_14 | 1.3256e-05 | 4.3462e-05 | 4.9418e-05 | 1.3256e-05 | 4.3462e-05 | 4.9418e-05 | 3.0614e-06 | 1.0037e-05 | 1.1413e-05 | 3.0614e-06 | 1.0037e-05 | 1.1413e-05 | -2.446e-06 | -7.0157e-06 | -7.7355e-06 | 2.446e-06 | 7.0157e-06 | 7.7356e-06 | 1.266e-06 | -5.6623e-06 | -6.7138e-06 | -1.2661e-06 | 5.6624e-06 | 6.7138e-06 | -152.6613 | 20.9657 | -101.0485 | 27.3395 | -159.0345 | 78.9517 |  | 0.89969 | 0.89824 | 0.8975 | 0.89969 | 0.89824 | 0.8975 | -0.026856 | -120.1276 | 119.9067 | -0.026775 | -120.1275 | 119.9067
Line14_15_16 | 0 | 0 | 0 | 0 | 0 | 0 | 0 | 0 | 0 | 0 | 0 | 0 | -3.5722e-11 | -5.3541e-11 | 5.9121e-11 | 1.8895e-11 | 3.2572e-11 | -2.1325e-11 | -6.5279e-11 | 7.6352e-11 | 1.4431e-11 | 3.1248e-11 | -4.4777e-11 | -1.2038e-11 | 0 | 0 | 0 | 0 | 0 | 0 |  | 0.89969 | 0.89824 | 0.8975 | 0.89969 | 0.89824 | 0.8975 | -0.026856 | -120.1276 | 119.9067 | -0.026856 | -120.1276 | 119.9067
Line15_16_17 | 0 | 0 | 0 | 0 | 0 | 0 | 0 | 0 | 0 | 0 | 0 | 0 | -1.7861e-11 | -2.677e-11 | 2.956e-11 | 1.0339e-12 | 5.8014e-12 | 8.2356e-12 | -3.264e-11 | 3.8176e-11 | 7.2155e-12 | -1.3916e-12 | -6.6016e-12 | -4.8222e-12 | 0 | 0 | 0 | 0 | 0 | 0 |  | 0.89969 | 0.89824 | 0.8975 | 0.89969 | 0.89824 | 0.8975 | -0.026856 | -120.1276 | 119.9067 | -0.026856 | -120.1276 | 119.9067
Line16_4_18 | 0 | 0.029127 | 0.029102 | 0 | 0.029127 | 0.029102 | 0 | 0.0067267 | 0.0067208 | 0 | 0.0067267 | 0.0067208 | -2.299e-11 | 0.0042545 | 0.004252 | 4.886e-12 | -0.004242 | -0.0042346 | -9.863e-11 | 0.0042599 | 0.0042478 | -1.4775e-12 | -0.004242 | -0.0042346 | 0 | -165.2008 | 74.9627 | 0 | 14.7992 | -105.0373 |  | 0.8991 | 0.89503 | 0.89427 | 0.89852 | 0.89184 | 0.89106 | -0.027822 | -120.1643 | 119.9345 | -0.028551 | -120.2008 | 119.9627
Line17_5_19 | 1.3356e-05 | 4.3671e-05 | 4.9648e-05 | 1.3356e-05 | 4.3671e-05 | 4.9648e-05 | 3.0845e-06 | 1.0085e-05 | 1.1466e-05 | 3.0845e-06 | 1.0085e-05 | 1.1466e-05 | -2.4717e-06 | -7.0336e-06 | -7.7523e-06 | 2.4717e-06 | 7.0336e-06 | 7.7524e-06 | 1.2616e-06 | -5.709e-06 | -6.767e-06 | -1.2616e-06 | 5.709e-06 | 6.767e-06 | -152.9877 | 20.8069 | -101.2109 | 27.0131 | -159.1933 | 78.7892 |  | 0.89968 | 0.89822 | 0.89748 | 0.89968 | 0.89823 | 0.89749 | -0.027097 | -120.1279 | 119.9067 | -0.027016 | -120.1278 | 119.9067
Line1_1_3 | 1.3256e-05 | 4.3461e-05 | 4.9417e-05 | 1.3256e-05 | 4.3461e-05 | 4.9417e-05 | 3.0614e-06 | 1.0037e-05 | 1.1412e-05 | 3.0614e-06 | 1.0037e-05 | 1.1412e-05 | -2.4461e-06 | -7.0158e-06 | -7.7351e-06 | 2.4461e-06 | 7.0158e-06 | 7.7352e-06 | 1.2658e-06 | -5.6618e-06 | -6.7136e-06 | -1.2659e-06 | 5.6619e-06 | 6.7136e-06 | -152.6667 | 20.9678 | -101.049 | 27.3341 | -159.0324 | 78.9511 |  | 0.89968 | 0.89822 | 0.89748 | 0.89968 | 0.89822 | 0.89748 | -0.027178 | -120.128 | 119.9067 | -0.027097 | -120.1279 | 119.9067
Line2_1_4 | 2.3209e-05 | 0.029038 | 0.029006 | 2.3209e-05 | 0.029038 | 0.029006 | 5.3599e-06 | 0.006706 | 0.0066987 | 5.3599e-06 | 0.006706 | 0.0066987 | -4.7761e-06 | 0.0042574 | 0.004259 | 4.773e-06 | -0.004245 | -0.0042417 | 6.6551e-07 | 0.004261 | 0.0042431 | -6.6519e-07 | -0.0042432 | -0.00423 | -172.0946 | -165.1525 | 75.0136 | 7.9061 | 14.8475 | -104.9864 |  | 0.89968 | 0.89822 | 0.89748 | 0.8991 | 0.89503 | 0.89427 | -0.027178 | -120.128 | 119.9067 | -0.027822 | -120.1643 | 119.9345
Line3_1_5 | 1.3356e-05 | 4.3671e-05 | 4.9648e-05 | 1.3356e-05 | 4.3671e-05 | 4.9648e-05 | 3.0845e-06 | 1.0085e-05 | 1.1466e-05 | 3.0845e-06 | 1.0085e-05 | 1.1466e-05 | -2.4718e-06 | -7.0336e-06 | -7.7522e-06 | 2.4717e-06 | 7.0336e-06 | 7.7523e-06 | 1.2615e-06 | -5.7089e-06 | -6.7669e-06 | -1.2616e-06 | 5.709e-06 | 6.767e-06 | -152.9885 | 20.8072 | -101.211 | 27.0123 | -159.193 | 78.7891 |  | 0.89968 | 0.89822 | 0.89748 | 0.89968 | 0.89822 | 0.89748 | -0.027178 | -120.128 | 119.9067 | -0.027097 | -120.1279 | 119.9067
Line4_2_6 | 1.3323e-05 | 4.3601e-05 | 4.9571e-05 | 1.3323e-05 | 4.3601e-05 | 4.9571e-05 | 3.0768e-06 | 1.0069e-05 | 1.1448e-05 | 3.0768e-06 | 1.0069e-05 | 1.1448e-05 | -2.4632e-06 | -7.0277e-06 | -7.7466e-06 | 2.4632e-06 | 7.0277e-06 | 7.7466e-06 | 1.263e-06 | -5.6932e-06 | -6.7491e-06 | -1.263e-06 | 5.6932e-06 | 6.7491e-06 | -152.8816 | 20.8612 | -101.1569 | 27.1191 | -159.139 | 78.8432 |  | 0.89968 | 0.89822 | 0.89748 | 0.89968 | 0.89823 | 0.89749 | -0.027097 | -120.1279 | 119.9067 | -0.027016 | -120.1278 | 119.9067
Line5_6_7 | 1.3323e-05 | 4.3601e-05 | 4.9571e-05 | 1.3323e-05 | 4.3601e-05 | 4.9571e-05 | 3.0768e-06 | 1.0069e-05 | 1.1448e-05 | 3.0768e-06 | 1.0069e-05 | 1.1448e-05 | -2.4632e-06 | -7.0277e-06 | -7.7466e-06 | 2.4632e-06 | 7.0277e-06 | 7.7467e-06 | 1.263e-06 | -5.6932e-06 | -6.7492e-06 | -1.263e-06 | 5.6933e-06 | 6.7492e-06 | -152.8809 | 20.8609 | -101.1569 | 27.1199 | -159.1393 | 78.8433 |  | 0.89968 | 0.89823 | 0.89749 | 0.89969 | 0.89823 | 0.89749 | -0.027016 | -120.1278 | 119.9067 | -0.026935 | -120.1277 | 119.9067
Line6_7_8 | 0 | 0 | 0 | 0 | 0 | 0 | 0 | 0 | 0 | 0 | 0 | 0 | -5.3538e-11 | -8.055e-11 | 8.8763e-11 | 3.673e-11 | 5.9517e-11 | -5.0922e-11 | -9.8093e-11 | 1.1459e-10 | 2.1789e-11 | 6.4e-11 | -8.2997e-11 | -1.9348e-11 | 0 | 0 | 0 | 0 | 0 | 0 |  | 0.89969 | 0.89823 | 0.89749 | 0.89969 | 0.89823 | 0.89749 | -0.026935 | -120.1277 | 119.9067 | -0.026935 | -120.1277 | 119.9067
Line7_8_9 | 0 | 0 | 0 | 0 | 0 | 0 | 0 | 0 | 0 | 0 | 0 | 0 | -1.7846e-11 | -2.685e-11 | 2.9588e-11 | 1.038e-12 | 5.8176e-12 | 8.2527e-12 | -3.2698e-11 | 3.8195e-11 | 7.2629e-12 | -1.3957e-12 | -6.6066e-12 | -4.822e-12 | 0 | 0 | 0 | 0 | 0 | 0 |  | 0.89969 | 0.89823 | 0.89749 | 0.89969 | 0.89823 | 0.89749 | -0.026935 | -120.1277 | 119.9067 | -0.026935 | -120.1277 | 119.9067
Line8_8_10 | 0 | 0 | 0 | 0 | 0 | 0 | 0 | 0 | 0 | 0 | 0 | 0 | -1.7846e-11 | -2.685e-11 | 2.9588e-11 | 1.038e-12 | 5.8176e-12 | 8.2527e-12 | -3.2698e-11 | 3.8195e-11 | 7.2629e-12 | -1.3957e-12 | -6.6066e-12 | -4.822e-12 | 0 | 0 | 0 | 0 | 0 | 0 |  | 0.89969 | 0.89823 | 0.89749 | 0.89969 | 0.89823 | 0.89749 | -0.026935 | -120.1277 | 119.9067 | -0.026935 | -120.1277 | 119.9067
Line9_3_11 | 1.3256e-05 | 4.3461e-05 | 4.9417e-05 | 1.3256e-05 | 4.3461e-05 | 4.9417e-05 | 3.0614e-06 | 1.0037e-05 | 1.1412e-05 | 3.0614e-06 | 1.0037e-05 | 1.1412e-05 | -2.4461e-06 | -7.0158e-06 | -7.7352e-06 | 2.4461e-06 | 7.0158e-06 | 7.7353e-06 | 1.2659e-06 | -5.6619e-06 | -6.7136e-06 | -1.2659e-06 | 5.662e-06 | 6.7136e-06 | -152.6659 | 20.9675 | -101.0489 | 27.3349 | -159.0327 | 78.9512 |  | 0.89968 | 0.89822 | 0.89748 | 0.89968 | 0.89823 | 0.89749 | -0.027097 | -120.1279 | 119.9067 | -0.027017 | -120.1278 | 119.9067