## LLL_max_6
name | pf_ikss_from_ka | pf_ikss_to_ka | pf_ip_from_ka | pf_ip_to_ka | pf_skss_from_mw | pf_skss_to_mw | pf_p_from_mw | pf_p_to_mw | pf_q_from_mvar | pf_q_to_mvar | pf_ikss_from_degree | pf_ikss_to_degree | pf_vm_from_pu | pf_vm_to_pu | pf_va_from_degree | pf_va_to_degree
Line0_1_2 | 0.7089 | 0.7089 | 0 | 0 | 0.49114 | 0.49114 | -0.0090424 | 0.024119 | -0.10519 | 0.13534 | 104.5554 | -75.4446 | 0.21497 | 0.27991 | 9.6423 | 4.4512
Line10_11_12 | 0.63112 | 0.63112 | 0 | 0 | 0.43725 | 0.43725 | -0.033108 | 0.045057 | -0.14134 | 0.16524 | 105.2647 | -74.7353 | 0.332 | 0.3917 | 2.0814 | 0.0122
Line11_12_13 | 0.63112 | 0.63112 | 0 | 0 | 0.43725 | 0.43725 | -0.045057 | 0.057007 | -0.16524 | 0.18914 | 105.2647 | -74.7353 | 0.3917 | 0.45178 | 0.0122 | -1.5082
Line12_13_15 | 0 | 0 | 0 | 0 | 0 | 0 | 0 | 0 | 0 | 0 | 0 | 0 | 0.45178 | 0.45178 | -1.5082 | -1.5082
Line13_13_14 | 0.63112 | 0.63112 | 0 | 0 | 0.43725 | 0.43725 | -0.057007 | 0.068956 | -0.18914 | 0.21304 | 105.2647 | -74.7353 | 0.45178 | 0.5121 | -1.5082 | -2.6711
Line14_15_16 | 0 | 0 | 0 | 0 | 0 | 0 | 0 | 0 | 0 | 0 | 0 | 0 | 0.45178 | 0.45178 | -1.5082 | -1.5082
Line15_16_17 | 0 | 0 | 0 | 0 | 0 | 0 | 0 | 0 | 0 | 0 | 0 | 0 | 0.45178 | 0.45178 | -1.5082 | -1.5082
Line16_4_18 | 0 | 0 | 0 | 0 | 0 | 0 | 0 | 0 | 0 | 0 | 0 | 0 | 0.2888 | 0.2888 | 3.6754 | 3.6754
Line17_5_19 | 0 | 0 | 0 | 0 | 0 | 0 | 0 | 0 | 0 | 0 | 0 | 0 | 0.21497 | 0.21497 | 9.6423 | 9.6423
Line1_1_3 | 0.63112 | 0.63112 | 0 | 0 | 0.43725 | 0.43725 | -0.009209 | 0.021158 | -0.093543 | 0.11744 | 105.2647 | -74.7353 | 0.21497 | 0.27291 | 9.6423 | 5.0518
Line2_1_4 | 0.80822 | 0.80822 | 0 | 0 | 0.55995 | 0.55995 | -0.0084088 | 0.028005 | -0.12008 | 0.15927 | 103.6481 | -76.3519 | 0.21497 | 0.2888 | 9.6423 | 3.6754
Line3_1_5 | 0 | 0 | 0 | 0 | 0 | 0 | 0 | 0 | 0 | 0 | 0 | 0 | 0.21497 | 0.21497 | 9.6423 | 9.6423
Line4_2_6 | 0.7089 | 0.7089 | 0 | 0 | 0.49114 | 0.49114 | -0.024119 | 0.039195 | -0.13534 | 0.1655 | 104.5554 | -75.4446 | 0.27991 | 0.34628 | 4.4512 | 1.2314
Line5_6_7 | 0.7089 | 0.7089 | 0 | 0 | 0.49114 | 0.49114 | -0.039195 | 0.054271 | -0.1655 | 0.19565 | 104.5554 | -75.4446 | 0.34628 | 0.4134 | 1.2314 | -0.94809
Line6_7_8 | 0 | 0 | 0 | 0 | 0 | 0 | 0 | 0 | 0 | 0 | 0 | 0 | 0.4134 | 0.4134 | -0.94809 | -0.94809
Line7_8_9 | 0 | 0 | 0 | 0 | 0 | 0 | 0 | 0 | 0 | 0 | 0 | 0 | 0.4134 | 0.4134 | -0.94809 | -0.94809
Line8_8_10 | 0 | 0 | 0 | 0 | 0 | 0 | 0 | 0 | 0 | 0 | 0 | 0 | 0.4134 | 0.4134 | -0.94809 | -0.94809
Line9_3_11 | 0.63112 | 0.63112 | 0 | 0 | 0.43725 | 0.43725 | -0.021158 | 0.033108 | -0.11744 | 0.14134 | 105.2647 | -74.7353 | 0.27291 | 0.332 | 5.0518 | 2.0814

## LLL_max_10
name | pf_ikss_from_ka | pf_ikss_to_ka | pf_ip_from_ka | pf_ip_to_ka | pf_skss_from_mw | pf_skss_to_mw | pf_p_from_mw | pf_p_to_mw | pf_q_from_mvar | pf_q_to_mvar | pf_ikss_from_degree | pf_ikss_to_degree | pf_vm_from_pu | pf_vm_to_pu | pf_va_from_degree | pf_va_to_degree
Line0_1_2 | 0.68693 | 0.68693 | 0 | 0 | 0.47592 | 0.47592 | -0.0088698 | 0.023026 | -0.1034 | 0.13171 | 104.4251 | -75.5749 | 0.21806 | 0.28095 | 9.5221 | 4.5088
Line10_11_12 | 0.61408 | 0.61408 | 0 | 0 | 0.42545 | 0.42545 | -0.031659 | 0.042972 | -0.13758 | 0.16021 | 105.1095 | -74.8905 | 0.33184 | 0.38988 | 2.1511 | 0.094995
Line11_12_13 | 0.61408 | 0.61408 | 0 | 0 | 0.42545 | 0.42545 | -0.042972 | 0.054285 | -0.16021 | 0.18284 | 105.1095 | -74.8905 | 0.38988 | 0.44829 | 0.094995 | -1.4268
Line12_13_15 | 0 | 0 | 0 | 0 | 0 | 0 | 0 | 0 | 0 | 0 | 0 | 0 | 0.44829 | 0.44829 | -1.4268 | -1.4268
Line13_13_14 | 0.61408 | 0.61408 | 0 | 0 | 0.42545 | 0.42545 | -0.054285 | 0.065598 | -0.18284 | 0.20546 | 105.1095 | -74.8905 | 0.44829 | 0.50695 | -1.4268 | -2.5972
Line14_15_16 | 0 | 0 | 0 | 0 | 0 | 0 | 0 | 0 | 0 | 0 | 0 | 0 | 0.44829 | 0.44829 | -1.4268 | -1.4268
Line15_16_17 | 0 | 0 | 0 | 0 | 0 | 0 | 0 | 0 | 0 | 0 | 0 | 0 | 0.44829 | 0.44829 | -1.4268 | -1.4268
Line16_4_18 | 0 | 0 | 0 | 0 | 0 | 0 | 0 | 0 | 0 | 0 | 0 | 0 | 0.28919 | 0.28919 | 3.786 | 3.786
Line17_5_19 | 0 | 0 | 0 | 0 | 0 | 0 | 0 | 0 | 0 | 0 | 0 | 0 | 0.21806 | 0.21806 | 9.5221 | 9.5221
Line1_1_3 | 0.61408 | 0.61408 | 0 | 0 | 0.42545 | 0.42545 | -0.0090328 | 0.020346 | -0.092333 | 0.11496 | 105.1095 | -74.8905 | 0.21806 | 0.2744 | 9.5221 | 5.073
Line2_1_4 | 0.77908 | 0.77908 | 0 | 0 | 0.53976 | 0.53976 | -0.0082835 | 0.026492 | -0.11741 | 0.15383 | 103.5578 | -76.4422 | 0.21806 | 0.28919 | 9.5221 | 3.786
Line3_1_5 | 0 | 0 | 0 | 0 | 0 | 0 | 0 | 0 | 0 | 0 | 0 | 0 | 0.21806 | 0.21806 | 9.5221 | 9.5221
Line4_2_6 | 0.68693 | 0.68693 | 0 | 0 | 0.47592 | 0.47592 | -0.023026 | 0.037182 | -0.13171 | 0.16002 | 104.4251 | -75.5749 | 0.28095 | 0.3452 | 4.5088 | 1.3443
Line5_6_7 | 0.68693 | 0.68693 | 0 | 0 | 0.47592 | 0.47592 | -0.037182 | 0.051338 | -0.16002 | 0.18833 | 104.4251 | -75.5749 | 0.3452 | 0.41017 | 1.3443 | -0.82263
Line6_7_8 | 0 | 0 | 0 | 0 | 0 | 0 | 0 | 0 | 0 | 0 | 0 | 0 | 0.41017 | 0.41017 | -0.82263 | -0.82263
Line7_8_9 | 0 | 0 | 0 | 0 | 0 | 0 | 0 | 0 | 0 | 0 | 0 | 0 | 0.41017 | 0.41017 | -0.82263 | -0.82263
Line8_8_10 | 0 | 0 | 0 | 0 | 0 | 0 | 0 | 0 | 0 | 0 | 0 | 0 | 0.41017 | 0.41017 | -0.82263 | -0.82263
Line9_3_11 | 0.61408 | 0.61408 | 0 | 0 | 0.42545 | 0.42545 | -0.020346 | 0.031659 | -0.11496 | 0.13758 | 105.1095 | -74.8905 | 0.2744 | 0.33184 | 5.073 | 2.1511

## LLL_max_fault_6
name | pf_ikss_from_ka | pf_ikss_to_ka | pf_ip_from_ka | pf_ip_to_ka | pf_skss_from_mw | pf_skss_to_mw | pf_p_from_mw | pf_p_to_mw | pf_q_from_mvar | pf_q_to_mvar | pf_ikss_from_degree | pf_ikss_to_degree | pf_vm_from_pu | pf_vm_to_pu | pf_va_from_degree | pf_va_to_degree
Line0_1_2 | 0.12486 | 0.12486 | 0 | 0 | 0.086503 | 0.086503 | -0.015634 | 0.016102 | -0.096042 | 0.096977 | 98.8449 | -81.1551 | 1.1249 | 1.1364 | -0.40073 | -0.58217
Line10_11_12 | 0.11117 | 0.11117 | 0 | 0 | 0.07702 | 0.07702 | -0.014487 | 0.014857 | -0.087025 | 0.087767 | 98.7277 | -81.2723 | 1.1454 | 1.1557 | -0.7234 | -0.88043
Line11_12_13 | 0.11117 | 0.11117 | 0 | 0 | 0.07702 | 0.07702 | -0.014857 | 0.015228 | -0.087767 | 0.088508 | 98.7277 | -81.2723 | 1.1557 | 1.166 | -0.88043 | -1.0347
Line12_13_15 | 0 | 0 | 0 | 0 | 0 | 0 | 0 | 0 | 0 | 0 | 0 | 0 | 1.166 | 1.166 | -1.0347 | -1.0347
Line13_13_14 | 0.11117 | 0.11117 | 0 | 0 | 0.07702 | 0.07702 | -0.015228 | 0.015599 | -0.088508 | 0.08925 | 98.7277 | -81.2723 | 1.166 | 1.1763 | -1.0347 | -1.1862
Line14_15_16 | 0 | 0 | 0 | 0 | 0 | 0 | 0 | 0 | 0 | 0 | 0 | 0 | 1.166 | 1.166 | -1.0347 | -1.0347
Line15_16_17 | 0 | 0 | 0 | 0 | 0 | 0 | 0 | 0 | 0 | 0 | 0 | 0 | 1.166 | 1.166 | -1.0347 | -1.0347
Line16_4_18 | 0 | 0 | 0 | 0 | 0 | 0 | 0 | 0 | 0 | 0 | 0 | 0 | 1.1381 | 1.1381 | -0.60556 | -0.60556
Line17_5_19 | 0 | 0 | 0 | 0 | 0 | 0 | 0 | 0 | 0 | 0 | 0 | 0 | 1.1249 | 1.1249 | -0.40073 | -0.40073
Line1_1_3 | 0.11117 | 0.11117 | 0 | 0 | 0.07702 | 0.07702 | -0.013745 | 0.014116 | -0.085542 | 0.086284 | 98.7277 | -81.2723 | 1.1249 | 1.1352 | -0.40073 | -0.56352
Line2_1_4 | 0.14234 | 0.14234 | 0 | 0 | 0.098618 | 0.098618 | -0.018109 | 0.018717 | -0.10945 | 0.11066 | 98.9945 | -81.0055 | 1.1249 | 1.1381 | -0.40073 | -0.60556
Line3_1_5 | 0 | 0 | 0 | 0 | 0 | 0 | 0 | 0 | 0 | 0 | 0 | 0 | 1.1249 | 1.1249 | -0.40073 | -0.40073
Line4_2_6 | 0.12486 | 0.12486 | 0 | 0 | 0.086503 | 0.086503 | -0.016102 | 0.016569 | -0.096977 | 0.097912 | 98.8449 | -81.1551 | 1.1364 | 1.148 | -0.58217 | -0.75997
Line5_6_7 | 0.12486 | 0.12486 | 0 | 0 | 0.086503 | 0.086503 | -0.016569 | 0.017037 | -0.097912 | 0.098848 | 98.8449 | -81.1551 | 1.148 | 1.1596 | -0.75997 | -0.93421
Line6_7_8 | 0 | 0 | 0 | 0 | 0 | 0 | 0 | 0 | 0 | 0 | 0 | 0 | 1.1596 | 1.1596 | -0.93421 | -0.93421
Line7_8_9 | 0 | 0 | 0 | 0 | 0 | 0 | 0 | 0 | 0 | 0 | 0 | 0 | 1.1596 | 1.1596 | -0.93421 | -0.93421
Line8_8_10 | 0 | 0 | 0 | 0 | 0 | 0 | 0 | 0 | 0 | 0 | 0 | 0 | 1.1596 | 1.1596 | -0.93421 | -0.93421
Line9_3_11 | 0.11117 | 0.11117 | 0 | 0 | 0.07702 | 0.07702 | -0.014116 | 0.014487 | -0.086284 | 0.087025 | 98.7277 | -81.2723 | 1.1352 | 1.1454 | -0.56352 | -0.7234

## LLL_max_fault_10
name | pf_ikss_from_ka | pf_ikss_to_ka | pf_ip_from_ka | pf_ip_to_ka | pf_skss_from_mw | pf_skss_to_mw | pf_p_from_mw | pf_p_to_mw | pf_q_from_mvar | pf_q_to_mvar | pf_ikss_from_degree | pf_ikss_to_degree | pf_vm_from_pu | pf_vm_to_pu | pf_va_from_degree | pf_va_to_degree
Line0_1_2 | 0.12548 | 0.12548 | 0 | 0 | 0.086932 | 0.086932 | -0.0155 | 0.015972 | -0.096727 | 0.097671 | 98.7061 | -81.2939 | 1.1269 | 1.1385 | -0.39784 | -0.58131
Line10_11_12 | 0.11219 | 0.11219 | 0 | 0 | 0.077726 | 0.077726 | -0.014436 | 0.014814 | -0.088022 | 0.088777 | 98.5885 | -81.4115 | 1.1476 | 1.158 | -0.72543 | -0.88482
Line11_12_13 | 0.11219 | 0.11219 | 0 | 0 | 0.077726 | 0.077726 | -0.014814 | 0.015191 | -0.088777 | 0.089532 | 98.5885 | -81.4115 | 1.158 | 1.1684 | -0.88482 | -1.0414
Line12_13_15 | 0 | 0 | 0 | 0 | 0 | 0 | 0 | 0 | 0 | 0 | 0 | 0 | 1.1684 | 1.1684 | -1.0414 | -1.0414
Line13_13_14 | 0.11219 | 0.11219 | 0 | 0 | 0.077726 | 0.077726 | -0.015191 | 0.015569 | -0.089532 | 0.090288 | 98.5885 | -81.4115 | 1.1684 | 1.1788 | -1.0414 | -1.1952
Line14_15_16 | 0 | 0 | 0 | 0 | 0 | 0 | 0 | 0 | 0 | 0 | 0 | 0 | 1.1684 | 1.1684 | -1.0414 | -1.0414
Line15_16_17 | 0 | 0 | 0 | 0 | 0 | 0 | 0 | 0 | 0 | 0 | 0 | 0 | 1.1684 | 1.1684 | -1.0414 | -1.0414
Line16_4_18 | 0 | 0 | 0 | 0 | 0 | 0 | 0 | 0 | 0 | 0 | 0 | 0 | 1.14 | 1.14 | -0.6039 | -0.6039
Line17_5_19 | 0 | 0 | 0 | 0 | 0 | 0 | 0 | 0 | 0 | 0 | 0 | 0 | 1.1269 | 1.1269 | -0.39784 | -0.39784
Line1_1_3 | 0.11219 | 0.11219 | 0 | 0 | 0.077726 | 0.077726 | -0.013681 | 0.014059 | -0.086512 | 0.087267 | 98.5885 | -81.4115 | 1.1269 | 1.1372 | -0.39784 | -0.56313
Line2_1_4 | 0.1423 | 0.1423 | 0 | 0 | 0.098585 | 0.098585 | -0.017863 | 0.01847 | -0.10965 | 0.11086 | 98.8549 | -81.1451 | 1.1269 | 1.14 | -0.39784 | -0.6039
Line3_1_5 | 0 | 0 | 0 | 0 | 0 | 0 | 0 | 0 | 0 | 0 | 0 | 0 | 1.1269 | 1.1269 | -0.39784 | -0.39784
Line4_2_6 | 0.12548 | 0.12548 | 0 | 0 | 0.086932 | 0.086932 | -0.015972 | 0.016445 | -0.097671 | 0.098616 | 98.7061 | -81.2939 | 1.1385 | 1.1501 | -0.58131 | -0.76107
Line5_6_7 | 0.12548 | 0.12548 | 0 | 0 | 0.086932 | 0.086932 | -0.016445 | 0.016917 | -0.098616 | 0.099561 | 98.7061 | -81.2939 | 1.1501 | 1.1617 | -0.76107 | -0.93725
Line6_7_8 | 0 | 0 | 0 | 0 | 0 | 0 | 0 | 0 | 0 | 0 | 0 | 0 | 1.1617 | 1.1617 | -0.93725 | -0.93725
Line7_8_9 | 0 | 0 | 0 | 0 | 0 | 0 | 0 | 0 | 0 | 0 | 0 | 0 | 1.1617 | 1.1617 | -0.93725 | -0.93725
Line8_8_10 | 0 | 0 | 0 | 0 | 0 | 0 | 0 | 0 | 0 | 0 | 0 | 0 | 1.1617 | 1.1617 | -0.93725 | -0.93725
Line9_3_11 | 0.11219 | 0.11219 | 0 | 0 | 0.077726 | 0.077726 | -0.014059 | 0.014436 | -0.087267 | 0.088022 | 98.5885 | -81.4115 | 1.1372 | 1.1476 | -0.56313 | -0.72543

## LLL_min_6
name | pf_ikss_from_ka | pf_ikss_to_ka | pf_ip_from_ka | pf_ip_to_ka | pf_skss_from_mw | pf_skss_to_mw | pf_p_from_mw | pf_p_to_mw | pf_q_from_mvar | pf_q_to_mvar | pf_ikss_from_degree | pf_ikss_to_degree | pf_vm_from_pu | pf_vm_to_pu | pf_va_from_degree | pf_va_to_degree
Line0_1_2 | 0.016291 | 0.016291 | 0 | 0 | 0.011286 | 0.011286 | -4.7774e-06 | 2.0064e-05 | -5.7124e-05 | 7.3047e-05 | 106.7928 | -73.2072 | 0.005079 | 0.0067118 | 12.0121 | 1.4343
Line10_11_12 | 0.016234 | 0.016234 | 0 | 0 | 0.011247 | 0.011247 | -3.5221e-05 | 5.0401e-05 | -8.854e-05 | 0.00010435 | 106.8946 | -73.1054 | 0.0084723 | 0.010304 | -4.7979 | -8.8853
Line11_12_13 | 0.016234 | 0.016234 | 0 | 0 | 0.011247 | 0.011247 | -5.0401e-05 | 6.558e-05 | -0.00010435 | 0.00012016 | 106.8945 | -73.1055 | 0.010304 | 0.012172 | -8.8853 | -11.7291
Line12_13_15 | 0 | 0 | 0 | 0 | 0 | 0 | 0 | 0 | 0 | 0 | 0 | 0 | 0.012172 | 0.012172 | -11.7291 | -11.7291
Line13_13_14 | 0.016234 | 0.016234 | 0 | 0 | 0.011247 | 0.011247 | -6.558e-05 | 8.0759e-05 | -0.00012016 | 0.00013598 | 106.8943 | -73.1057 | 0.012172 | 0.014062 | -11.7291 | -13.8126
Line14_15_16 | 0 | 0 | 0 | 0 | 0 | 0 | 0 | 0 | 0 | 0 | 0 | 0 | 0.012172 | 0.012172 | -11.7291 | -11.7291
Line15_16_17 | 0 | 0 | 0 | 0 | 0 | 0 | 0 | 0 | 0 | 0 | 0 | 0 | 0.012172 | 0.012172 | -11.7291 | -11.7291
Line16_4_18 | 0 | 0 | 0 | 0 | 0 | 0 | 0 | 0 | 0 | 0 | 0 | 0 | 0.0067162 | 0.0067162 | 1.38 | 1.38
Line17_5_19 | 0 | 0 | 0 | 0 | 0 | 0 | 0 | 0 | 0 | 0 | 0 | 0 | 0.005079 | 0.005079 | 12.0121 | 12.0121
Line1_1_3 | 0.016234 | 0.016234 | 0 | 0 | 0.011247 | 0.011247 | -4.862e-06 | 2.0042e-05 | -5.6916e-05 | 7.2728e-05 | 106.8947 | -73.1053 | 0.005079 | 0.0067074 | 12.0121 | 1.4881
Line2_1_4 | 0.016348 | 0.016348 | 0 | 0 | 0.011326 | 0.011326 | -4.6914e-06 | 2.0085e-05 | -5.7333e-05 | 7.3369e-05 | 106.69 | -73.31 | 0.005079 | 0.0067162 | 12.0121 | 1.38
Line3_1_5 | 0 | 0 | 0 | 0 | 0 | 0 | 0 | 0 | 0 | 0 | 0 | 0 | 0.005079 | 0.005079 | 12.0121 | 12.0121
Line4_2_6 | 0.016291 | 0.016291 | 0 | 0 | 0.011286 | 0.011286 | -2.0064e-05 | 3.535e-05 | -7.3047e-05 | 8.897e-05 | 106.7927 | -73.2073 | 0.0067118 | 0.0084823 | 1.4343 | -4.8762
Line5_6_7 | 0.016291 | 0.016291 | 0 | 0 | 0.011286 | 0.011286 | -3.535e-05 | 5.0636e-05 | -8.897e-05 | 0.00010489 | 106.7927 | -73.2073 | 0.0084823 | 0.01032 | -4.8762 | -8.9756
Line6_7_8 | 0 | 0 | 0 | 0 | 0 | 0 | 0 | 0 | 0 | 0 | 0 | 0 | 0.01032 | 0.01032 | -8.9756 | -8.9756
Line7_8_9 | 0 | 0 | 0 | 0 | 0 | 0 | 0 | 0 | 0 | 0 | 0 | 0 | 0.01032 | 0.01032 | -8.9756 | -8.9756
Line8_8_10 | 0 | 0 | 0 | 0 | 0 | 0 | 0 | 0 | 0 | 0 | 0 | 0 | 0.01032 | 0.01032 | -8.9756 | -8.9756
Line9_3_11 | 0.016234 | 0.016234 | 0 | 0 | 0.011247 | 0.011247 | -2.0042e-05 | 3.5221e-05 | -7.2728e-05 | 8.854e-05 | 106.8946 | -73.1054 | 0.0067074 | 0.0084723 | 1.4881 | -4.7979

## LLL_min_10
name | pf_ikss_from_ka | pf_ikss_to_ka | pf_ip_from_ka | pf_ip_to_ka | pf_skss_from_mw | pf_skss_to_mw | pf_p_from_mw | pf_p_to_mw | pf_q_from_mvar | pf_q_to_mvar | pf_ikss_from_degree | pf_ikss_to_degree | pf_vm_from_pu | pf_vm_to_pu | pf_va_from_degree | pf_va_to_degree
Line0_1_2 | 0.016291 | 0.016291 | 0 | 0 | 0.011286 | 0.011286 | -4.7774e-06 | 2.0064e-05 | -5.7124e-05 | 7.3047e-05 | 106.7928 | -73.2072 | 0.005079 | 0.0067118 | 12.0121 | 1.4343
Line10_11_12 | 0.016234 | 0.016234 | 0 | 0 | 0.011247 | 0.011247 | -3.5221e-05 | 5.0401e-05 | -8.854e-05 | 0.00010435 | 106.8946 | -73.1054 | 0.0084723 | 0.010304 | -4.7979 | -8.8853
Line11_12_13 | 0.016234 | 0.016234 | 0 | 0 | 0.011247 | 0.011247 | -5.0401e-05 | 6.558e-05 | -0.00010435 | 0.00012016 | 106.8945 | -73.1055 | 0.010304 | 0.012172 | -8.8853 | -11.7291
Line12_13_15 | 0 | 0 | 0 | 0 | 0 | 0 | 0 | 0 | 0 | 0 | 0 | 0 | 0.012172 | 0.012172 | -11.7291 | -11.7291
Line13_13_14 | 0.016234 | 0.016234 | 0 | 0 | 0.011247 | 0.011247 | -6.558e-05 | 8.0759e-05 | -0.00012016 | 0.00013598 | 106.8943 | -73.1057 | 0.012172 | 0.014062 | -11.7291 | -13.8126
Line14_15_16 | 0 | 0 | 0 | 0 | 0 | 0 | 0 | 0 | 0 | 0 | 0 | 0 | 0.012172 | 0.012172 | -11.7291 | -11.7291
Line15_16_17 | 0 | 0 | 0 | 0 | 0 | 0 | 0 | 0 | 0 | 0 | 0 | 0 | 0.012172 | 0.012172 | -11.7291 | -11.7291
Line16_4_18 | 0 | 0 | 0 | 0 | 0 | 0 | 0 | 0 | 0 | 0 | 0 | 0 | 0.0067162 | 0.0067162 | 1.38 | 1.38
Line17_5_19 | 0 | 0 | 0 | 0 | 0 | 0 | 0 | 0 | 0 | 0 | 0 | 0 | 0.005079 | 0.005079 | 12.0121 | 12.0121
Line1_1_3 | 0.016234 | 0.016234 | 0 | 0 | 0.011247 | 0.011247 | -4.862e-06 | 2.0042e-05 | -5.6916e-05 | 7.2728e-05 | 106.8947 | -73.1053 | 0.005079 | 0.0067074 | 12.0121 | 1.4881
Line2_1_4 | 0.016348 | 0.016348 | 0 | 0 | 0.011326 | 0.011326 | -4.6914e-06 | 2.0085e-05 | -5.7333e-05 | 7.3369e-05 | 106.69 | -73.31 | 0.005079 | 0.0067162 | 12.0121 | 1.38
Line3_1_5 | 0 | 0 | 0 | 0 | 0 | 0 | 0 | 0 | 0 | 0 | 0 | 0 | 0.005079 | 0.005079 | 12.0121 | 12.0121
Line4_2_6 | 0.016291 | 0.016291 | 0 | 0 | 0.011286 | 0.011286 | -2.0064e-05 | 3.535e-05 | -7.3047e-05 | 8.897e-05 | 106.7927 | -73.2073 | 0.0067118 | 0.0084823 | 1.4343 | -4.8762
Line5_6_7 | 0.016291 | 0.016291 | 0 | 0 | 0.011286 | 0.011286 | -3.535e-05 | 5.0636e-05 | -8.897e-05 | 0.00010489 | 106.7927 | -73.2073 | 0.0084823 | 0.01032 | -4.8762 | -8.9756
Line6_7_8 | 0 | 0 | 0 | 0 | 0 | 0 | 0 | 0 | 0 | 0 | 0 | 0 | 0.01032 | 0.01032 | -8.9756 | -8.9756
Line7_8_9 | 0 | 0 | 0 | 0 | 0 | 0 | 0 | 0 | 0 | 0 | 0 | 0 | 0.01032 | 0.01032 | -8.9756 | -8.9756
Line8_8_10 | 0 | 0 | 0 | 0 | 0 | 0 | 0 | 0 | 0 | 0 | 0 | 0 | 0.01032 | 0.01032 | -8.9756 | -8.9756
Line9_3_11 | 0.016234 | 0.016234 | 0 | 0 | 0.011247 | 0.011247 | -2.0042e-05 | 3.5221e-05 | -7.2728e-05 | 8.854e-05 | 106.8946 | -73.1054 | 0.0067074 | 0.0084723 | 1.4881 | -4.7979

## LLL_min_fault_6
name | pf_ikss_from_ka | pf_ikss_to_ka | pf_ip_from_ka | pf_ip_to_ka | pf_skss_from_mw | pf_skss_to_mw | pf_p_from_mw | pf_p_to_mw | pf_q_from_mvar | pf_q_to_mvar | pf_ikss_from_degree | pf_ikss_to_degree | pf_vm_from_pu | pf_vm_to_pu | pf_va_from_degree | pf_va_to_degree
Line0_1_2 | 0.00028406 | 0.00028406 | 0 | 0 | 0.00019681 | 0.00019681 | -0.0001611 | 0.00016111 | -0.00010835 | 0.00010835 | 145.449 | -34.551 | 0.9865 | 0.98653 | -0.62865 | -0.62823
Line10_11_12 | 0.00028307 | 0.00028307 | 0 | 0 | 0.00019612 | 0.00019612 | -0.00016074 | 0.00016075 | -0.00010769 | 0.0001077 | 145.5509 | -34.4491 | 0.98656 | 0.9866 | -0.62781 | -0.62738
Line11_12_13 | 0.00028307 | 0.00028307 | 0 | 0 | 0.00019612 | 0.00019612 | -0.00016075 | 0.00016075 | -0.0001077 | 0.0001077 | 145.5508 | -34.4492 | 0.9866 | 0.98663 | -0.62738 | -0.62696
Line12_13_15 | 0 | 0 | 0 | 0 | 0 | 0 | 0 | 0 | 0 | 0 | 0 | 0 | 0.98663 | 0.98663 | -0.62696 | -0.62696
Line13_13_14 | 0.00028307 | 0.00028307 | 0 | 0 | 0.00019612 | 0.00019612 | -0.00016075 | 0.00016075 | -0.0001077 | 0.00010771 | 145.5506 | -34.4494 | 0.98663 | 0.98666 | -0.62696 | -0.62654
Line14_15_16 | 0 | 0 | 0 | 0 | 0 | 0 | 0 | 0 | 0 | 0 | 0 | 0 | 0.98663 | 0.98663 | -0.62696 | -0.62696
Line15_16_17 | 0 | 0 | 0 | 0 | 0 | 0 | 0 | 0 | 0 | 0 | 0 | 0 | 0.98663 | 0.98663 | -0.62696 | -0.62696
Line16_4_18 | 0 | 0 | 0 | 0 | 0 | 0 | 0 | 0 | 0 | 0 | 0 | 0 | 0.98653 | 0.98653 | -0.62823 | -0.62823
Line17_5_19 | 0 | 0 | 0 | 0 | 0 | 0 | 0 | 0 | 0 | 0 | 0 | 0 | 0.9865 | 0.9865 | -0.62865 | -0.62865
Line1_1_3 | 0.00028307 | 0.00028307 | 0 | 0 | 0.00019612 | 0.00019612 | -0.00016073 | 0.00016074 | -0.00010768 | 0.00010769 | 145.551 | -34.449 | 0.9865 | 0.98653 | -0.62865 | -0.62823
Line2_1_4 | 0.00028506 | 0.00028506 | 0 | 0 | 0.0001975 | 0.0001975 | -0.00016147 | 0.00016148 | -0.00010902 | 0.00010902 | 145.3463 | -34.6537 | 0.9865 | 0.98653 | -0.62865 | -0.62823
Line3_1_5 | 0 | 0 | 0 | 0 | 0 | 0 | 0 | 0 | 0 | 0 | 0 | 0 | 0.9865 | 0.9865 | -0.62865 | -0.62865
Line4_2_6 | 0.00028406 | 0.00028406 | 0 | 0 | 0.00019681 | 0.00019681 | -0.00016111 | 0.00016111 | -0.00010835 | 0.00010836 | 145.449 | -34.551 | 0.98653 | 0.98657 | -0.62823 | -0.62781
Line5_6_7 | 0.00028406 | 0.00028406 | 0 | 0 | 0.00019681 | 0.00019681 | -0.00016111 | 0.00016112 | -0.00010836 | 0.00010836 | 145.4489 | -34.5511 | 0.98657 | 0.9866 | -0.62781 | -0.62739
Line6_7_8 | 0 | 0 | 0 | 0 | 0 | 0 | 0 | 0 | 0 | 0 | 0 | 0 | 0.9866 | 0.9866 | -0.62739 | -0.62739
Line7_8_9 | 0 | 0 | 0 | 0 | 0 | 0 | 0 | 0 | 0 | 0 | 0 | 0 | 0.9866 | 0.9866 | -0.62739 | -0.62739
Line8_8_10 | 0 | 0 | 0 | 0 | 0 | 0 | 0 | 0 | 0 | 0 | 0 | 0 | 0.9866 | 0.9866 | -0.62739 | -0.62739
Line9_3_11 | 0.00028307 | 0.00028307 | 0 | 0 | 0.00019612 | 0.00019612 | -0.00016074 | 0.00016074 | -0.00010769 | 0.00010769 | 145.5509 | -34.4491 | 0.98653 | 0.98656 | -0.62823 | -0.62781

## LLL_min_fault_10
name | pf_ikss_from_ka | pf_ikss_to_ka | pf_ip_from_ka | pf_ip_to_ka | pf_skss_from_mw | pf_skss_to_mw | pf_p_from_mw | pf_p_to_mw | pf_q_from_mvar | pf_q_to_mvar | pf_ikss_from_degree | pf_ikss_to_degree | pf_vm_from_pu | pf_vm_to_pu | pf_va_from_degree | pf_va_to_degree
Line0_1_2 | 0.00028406 | 0.00028406 | 0 | 0 | 0.00019681 | 0.00019681 | -0.0001611 | 0.00016111 | -0.00010835 | 0.00010835 | 145.449 | -34.551 | 0.9865 | 0.98653 | -0.62865 | -0.62823
Line10_11_12 | 0.00028307 | 0.00028307 | 0 | 0 | 0.00019612 | 0.00019612 | -0.00016074 | 0.00016075 | -0.00010769 | 0.0001077 | 145.5509 | -34.4491 | 0.98656 | 0.9866 | -0.62781 | -0.62738
Line11_12_13 | 0.00028307 | 0.00028307 | 0 | 0 | 0.00019612 | 0.00019612 | -0.00016075 | 0.00016075 | -0.0001077 | 0.0001077 | 145.5508 | -34.4492 | 0.9866 | 0.98663 | -0.62738 | -0.62696
Line12_13_15 | 0 | 0 | 0 | 0 | 0 | 0 | 0 | 0 | 0 | 0 | 0 | 0 | 0.98663 | 0.98663 | -0.62696 | -0.62696
Line13_13_14 | 0.00028307 | 0.00028307 | 0 | 0 | 0.00019612 | 0.00019612 | -0.00016075 | 0.00016075 | -0.0001077 | 0.00010771 | 145.5506 | -34.4494 | 0.98663 | 0.98666 | -0.62696 | -0.62654
Line14_15_16 | 0 | 0 | 0 | 0 | 0 | 0 | 0 | 0 | 0 | 0 | 0 | 0 | 0.98663 | 0.98663 | -0.62696 | -0.62696
Line15_16_17 | 0 | 0 | 0 | 0 | 0 | 0 | 0 | 0 | 0 | 0 | 0 | 0 | 0.98663 | 0.98663 | -0.62696 | -0.62696
Line16_4_18 | 0 | 0 | 0 | 0 | 0 | 0 | 0 | 0 | 0 | 0 | 0 | 0 | 0.98653 | 0.98653 | -0.62823 | -0.62823
Line17_5_19 | 0 | 0 | 0 | 0 | 0 | 0 | 0 | 0 | 0 | 0 | 0 | 0 | 0.9865 | 0.9865 | -0.62865 | -0.62865
Line1_1_3 | 0.00028307 | 0.00028307 | 0 | 0 | 0.00019612 | 0.00019612 | -0.00016073 | 0.00016074 | -0.00010768 | 0.00010769 | 145.551 | -34.449 | 0.9865 | 0.98653 | -0.62865 | -0.62823
Line2_1_4 | 0.00028506 | 0.00028506 | 0 | 0 | 0.0001975 | 0.0001975 | -0.00016147 | 0.00016148 | -0.00010902 | 0.00010902 | 145.3463 | -34.6537 | 0.9865 | 0.98653 | -0.62865 | -0.62823
Line3_1_5 | 0 | 0 | 0 | 0 | 0 | 0 | 0 | 0 | 0 | 0 | 0 | 0 | 0.9865 | 0.9865 | -0.62865 | -0.62865
Line4_2_6 | 0.00028406 | 0.00028406 | 0 | 0 | 0.00019681 | 0.00019681 | -0.00016111 | 0.00016111 | -0.00010835 | 0.00010836 | 145.449 | -34.551 | 0.98653 | 0.98657 | -0.62823 | -0.62781
Line5_6_7 | 0.00028406 | 0.00028406 | 0 | 0 | 0.00019681 | 0.00019681 | -0.00016111 | 0.00016112 | -0.00010836 | 0.00010836 | 145.4489 | -34.5511 | 0.98657 | 0.9866 | -0.62781 | -0.62739
Line6_7_8 | 0 | 0 | 0 | 0 | 0 | 0 | 0 | 0 | 0 | 0 | 0 | 0 | 0.9866 | 0.9866 | -0.62739 | -0.62739
Line7_8_9 | 0 | 0 | 0 | 0 | 0 | 0 | 0 | 0 | 0 | 0 | 0 | 0 | 0.9866 | 0.9866 | -0.62739 | -0.62739
Line8_8_10 | 0 | 0 | 0 | 0 | 0 | 0 | 0 | 0 | 0 | 0 | 0 | 0 | 0.9866 | 0.9866 | -0.62739 | -0.62739
Line9_3_11 | 0.00028307 | 0.00028307 | 0 | 0 | 0.00019612 | 0.00019612 | -0.00016074 | 0.00016074 | -0.00010769 | 0.00010769 | 145.5509 | -34.4491 | 0.98653 | 0.98656 | -0.62823 | -0.62781

## LL_max_6
name | pf_ikss_a_from_ka | pf_ikss_b_from_ka | pf_ikss_c_from_ka | pf_ikss_a_to_ka | pf_ikss_b_to_ka | pf_ikss_c_to_ka | pf_skss_a_from_mw | pf_skss_b_from_mw | pf_skss_c_from_mw | pf_skss_a_to_mw | pf_skss_b_to_mw | pf_skss_c_to_mw | pf_p_a_from_mw | pf_p_b_from_mw | pf_p_c_from_mw | pf_p_a_to_mw | pf_p_b_to_mw | pf_p_c_to_mw | pf_q_a_from_mvar | pf_q_b_from_mvar | pf_q_c_from_mvar | pf_q_a_to_mvar | pf_q_b_to_mvar | pf_q_c_to_mvar | pf_ikss_a_from_degree | pf_ikss_b_from_degree | pf_ikss_c_from_degree | pf_ikss_a_to_degree | pf_ikss_b_to_degree | pf_ikss_c_to_degree | pf_vm_a_from_pu | pf_vm_b_from_pu | pf_vm_c_from_pu | pf_vm_a_to_pu | pf_vm_b_to_pu | pf_vm_c_to_pu | pf_va_a_from_degree | pf_va_b_from_degree | pf_va_c_from_degree | pf_va_a_to_degree | pf_va_b_to_degree | pf_va_c_to_degree
Line0_1_2 | 0.1502 | 0.62111 | 0.571 | 0.1502 | 0.62111 | 0.571 | 0.034688 | 0.14344 | 0.13187 | 0.034688 | 0.14344 | 0.13187 | -0.01887 | -0.081156 | 0.067476 | 0.019095 | 0.085014 | -0.064215 | -0.034841 | -0.022449 | -0.043763 | 0.035292 | 0.030165 | 0.050284 | 119.4116 | 3.2391 | -163.1055 | -60.5884 | -176.7609 | 16.8945 | 1.1423 | 0.58703 | 0.60989 | 1.1568 | 0.62889 | 0.6185 | 0.97212 | -161.2987 | 163.9282 | 0.99569 | -157.2253 | 158.8318
Line10_11_12 | 0.12729 | 0.55267 | 0.5159 | 0.12729 | 0.55267 | 0.5159 | 0.029396 | 0.12763 | 0.11914 | 0.029396 | 0.12763 | 0.11914 | -0.015523 | -0.078794 | 0.055039 | 0.015685 | 0.081848 | -0.052377 | -0.030588 | -0.030406 | -0.051098 | 0.030913 | 0.036515 | 0.056421 | 117.8863 | 4.6527 | -162.2432 | -62.1137 | -175.3473 | 17.7568 | 1.1669 | 0.66171 | 0.63036 | 1.1792 | 0.70219 | 0.64617 | 0.9795 | -154.2462 | 154.883 | 0.98307 | -151.3044 | 150.6282
Line11_12_13 | 0.12729 | 0.55267 | 0.5159 | 0.12729 | 0.55267 | 0.5159 | 0.029396 | 0.12763 | 0.11914 | 0.029396 | 0.12763 | 0.11914 | -0.015685 | -0.081848 | 0.052377 | 0.015847 | 0.084903 | -0.049716 | -0.030913 | -0.036515 | -0.056421 | 0.031237 | 0.042624 | 0.061744 | 117.8863 | 4.6527 | -162.2432 | -62.1137 | -175.3473 | 17.7568 | 1.1792 | 0.70219 | 0.64617 | 1.1916 | 0.74432 | 0.66536 | 0.98307 | -151.3044 | 150.6282 | 0.98657 | -148.6893 | 146.5975
Line12_13_15 | 0 | 0 | 0 | 0 | 0 | 0 | 0 | 0 | 0 | 0 | 0 | 0 | 1.2022e-09 | -1.8065e-09 | -2.3291e-09 | -1.2022e-09 | 1.8065e-09 | 2.3291e-09 | -2.4825e-10 | 4.3236e-09 | -3.6045e-09 | 2.4825e-10 | -4.3236e-09 | 3.6045e-09 | 0 | 0 | 0 | 0 | 0 | 0 | 1.1916 | 0.74432 | 0.66536 | 1.1916 | 0.74432 | 0.66536 | 0.98657 | -148.6893 | 146.5975 | 0.98657 | -148.6893 | 146.5975
Line13_13_14 | 0.12729 | 0.55267 | 0.5159 | 0.12729 | 0.55267 | 0.5159 | 0.029396 | 0.12763 | 0.11914 | 0.029396 | 0.12763 | 0.11914 | -0.015847 | -0.084903 | 0.049716 | 0.016009 | 0.087957 | -0.047054 | -0.031237 | -0.042624 | -0.061744 | 0.031561 | 0.048733 | 0.067067 | 117.8863 | 4.6527 | -162.2432 | -62.1137 | -175.3473 | 17.7568 | 1.1916 | 0.74432 | 0.66536 | 1.2039 | 0.78784 | 0.68765 | 0.98657 | -148.6893 | 146.5975 | 0.98999 | -146.3587 | 142.8103
Line14_15_16 | 0 | 0 | 0 | 0 | 0 | 0 | 0 | 0 | 0 | 0 | 0 | 0 | 8.0146e-10 | -1.2043e-09 | -1.5527e-09 | -8.0146e-10 | 1.2043e-09 | 1.5527e-09 | -1.655e-10 | 2.8824e-09 | -2.403e-09 | 1.655e-10 | -2.8824e-09 | 2.403e-09 | 0 | 0 | 0 | 0 | 0 | 0 | 1.1916 | 0.74432 | 0.66536 | 1.1916 | 0.74432 | 0.66536 | 0.98657 | -148.6893 | 146.5975 | 0.98657 | -148.6893 | 146.5975
Line15_16_17 | 0 | 0 | 0 | 0 | 0 | 0 | 0 | 0 | 0 | 0 | 0 | 0 | 4.0073e-10 | -6.0216e-10 | -7.7637e-10 | -4.0073e-10 | 6.0216e-10 | 7.7637e-10 | -8.2749e-11 | 1.4412e-09 | -1.2015e-09 | 8.2749e-11 | -1.4412e-09 | 1.2015e-09 | 0 | 0 | 0 | 0 | 0 | 0 | 1.1916 | 0.74432 | 0.66536 | 1.1916 | 0.74432 | 0.66536 | 0.98657 | -148.6893 | 146.5975 | 0.98657 | -148.6893 | 146.5975
Line16_4_18 | 0 | 0 | 0 | 0 | 0 | 0 | 0 | 0 | 0 | 0 | 0 | 0 | 2.5538e-10 | -5.6924e-10 | -5.5694e-10 | -2.5538e-10 | 5.6924e-10 | 5.5694e-10 | -8.3317e-11 | 1.539e-09 | -1.5439e-09 | 8.3317e-11 | -1.539e-09 | 1.5439e-09 | 0 | 0 | 0 | 0 | 0 | 0 | 1.1599 | 0.63639 | 0.61877 | 1.1599 | 0.63639 | 0.61877 | 1.0205 | -156.8405 | 158.2163 | 1.0205 | -156.8405 | 158.2163
Line17_5_19 | 0 | 0 | 0 | 0 | 0 | 0 | 0 | 0 | 0 | 0 | 0 | 0 | 1.7766e-10 | -5.1524e-10 | -4.0776e-10 | -1.7766e-10 | 5.1524e-10 | 4.0776e-10 | -7.8164e-11 | 1.5627e-09 | -1.7066e-09 | 7.8164e-11 | -1.5627e-09 | 1.7066e-09 | 0 | 0 | 0 | 0 | 0 | 0 | 1.1423 | 0.58703 | 0.60989 | 1.1423 | 0.58703 | 0.60989 | 0.97212 | -161.2987 | 163.9282 | 0.97212 | -161.2987 | 163.9282
Line1_1_3 | 0.12729 | 0.55267 | 0.5159 | 0.12729 | 0.55267 | 0.5159 | 0.029396 | 0.12763 | 0.11914 | 0.029396 | 0.12763 | 0.11914 | -0.015199 | -0.072685 | 0.060362 | 0.015361 | 0.075739 | -0.0577 | -0.02994 | -0.018188 | -0.040452 | 0.030264 | 0.024297 | 0.045775 | 117.8863 | 4.6527 | -162.2432 | -62.1137 | -175.3473 | 17.7568 | 1.1423 | 0.58703 | 0.60989 | 1.1546 | 0.62319 | 0.6182 | 0.97212 | -161.2987 | 163.9282 | 0.97585 | -157.5613 | 159.3308
Line2_1_4 | 0.18219 | 0.70777 | 0.63886 | 0.18219 | 0.70777 | 0.63886 | 0.042074 | 0.16345 | 0.14754 | 0.042074 | 0.16345 | 0.14754 | -0.023845 | -0.091647 | 0.076348 | 0.024177 | 0.096657 | -0.072267 | -0.041727 | -0.028419 | -0.047621 | 0.042391 | 0.038438 | 0.055783 | 120.7182 | 1.473 | -164.1189 | -59.2818 | -178.527 | 15.8811 | 1.1423 | 0.58703 | 0.60989 | 1.1599 | 0.63639 | 0.61877 | 0.97212 | -161.2987 | 163.9282 | 1.0205 | -156.8405 | 158.2163
Line3_1_5 | 0 | 0 | 0 | 0 | 0 | 0 | 0 | 0 | 0 | 0 | 0 | 0 | 3.5532e-10 | -1.0305e-09 | -8.1552e-10 | -3.5532e-10 | 1.0305e-09 | 8.1552e-10 | -1.5633e-10 | 3.1253e-09 | -3.4131e-09 | 1.5633e-10 | -3.1253e-09 | 3.4131e-09 | 0 | 0 | 0 | 0 | 0 | 0 | 1.1423 | 0.58703 | 0.60989 | 1.1423 | 0.58703 | 0.60989 | 0.97212 | -161.2987 | 163.9282 | 0.97212 | -161.2987 | 163.9282
Line4_2_6 | 0.1502 | 0.62111 | 0.571 | 0.1502 | 0.62111 | 0.571 | 0.034688 | 0.14344 | 0.13187 | 0.034688 | 0.14344 | 0.13187 | -0.019095 | -0.085014 | 0.064215 | 0.019321 | 0.088872 | -0.060955 | -0.035292 | -0.030165 | -0.050284 | 0.035744 | 0.03788 | 0.056804 | 119.4116 | 3.2391 | -163.1055 | -60.5884 | -176.7609 | 16.8945 | 1.1568 | 0.62889 | 0.6185 | 1.1713 | 0.67351 | 0.63185 | 0.99569 | -157.2253 | 158.8318 | 1.0187 | -153.6756 | 153.913
Line5_6_7 | 0.1502 | 0.62111 | 0.571 | 0.1502 | 0.62111 | 0.571 | 0.034688 | 0.14344 | 0.13187 | 0.034688 | 0.14344 | 0.13187 | -0.019321 | -0.088872 | 0.060955 | 0.019546 | 0.09273 | -0.057694 | -0.035744 | -0.03788 | -0.056804 | 0.036195 | 0.045596 | 0.063325 | 119.4116 | 3.2391 | -163.1055 | -60.5884 | -176.7609 | 16.8945 | 1.1713 | 0.67351 | 0.63185 | 1.1859 | 0.7204 | 0.64964 | 1.0187 | -153.6756 | 153.913 | 1.0411 | -150.5773 | 149.2305
Line6_7_8 | 0 | 0 | 0 | 0 | 0 | 0 | 0 | 0 | 0 | 0 | 0 | 0 | 1.1225e-09 | -1.796e-09 | -2.2173e-09 | -1.1225e-09 | 1.796e-09 | 2.2173e-09 | -2.6071e-10 | 4.4342e-09 | -3.8385e-09 | 2.6071e-10 | -4.4342e-09 | 3.8385e-09 | 0 | 0 | 0 | 0 | 0 | 0 | 1.1859 | 0.7204 | 0.64964 | 1.1859 | 0.7204 | 0.64964 | 1.0411 | -150.5773 | 149.2305 | 1.0411 | -150.5773 | 149.2305
Line7_8_9 | 0 | 0 | 0 | 0 | 0 | 0 | 0 | 0 | 0 | 0 | 0 | 0 | 3.7416e-10 | -5.9866e-10 | -7.3911e-10 | -3.7416e-10 | 5.9866e-10 | 7.3911e-10 | -8.6903e-11 | 1.4781e-09 | -1.2795e-09 | 8.6903e-11 | -1.4781e-09 | 1.2795e-09 | 0 | 0 | 0 | 0 | 0 | 0 | 1.1859 | 0.7204 | 0.64964 | 1.1859 | 0.7204 | 0.64964 | 1.0411 | -150.5773 | 149.2305 | 1.0411 | -150.5773 | 149.2305
Line8_8_10 | 0 | 0 | 0 | 0 | 0 | 0 | 0 | 0 | 0 | 0 | 0 | 0 | 3.7416e-10 | -5.9866e-10 | -7.3911e-10 | -3.7416e-10 | 5.9866e-10 | 7.3911e-10 | -8.6903e-11 | 1.4781e-09 | -1.2795e-09 | 8.6903e-11 | -1.4781e-09 | 1.2795e-09 | 0 | 0 | 0 | 0 | 0 | 0 | 1.1859 | 0.7204 | 0.64964 | 1.1859 | 0.7204 | 0.64964 | 1.0411 | -150.5773 | 149.2305 | 1.0411 | -150.5773 | 149.2305
Line9_3_11 | 0.12729 | 0.55267 | 0.5159 | 0.12729 | 0.55267 | 0.5159 | 0.029396 | 0.12763 | 0.11914 | 0.029396 | 0.12763 | 0.11914 | -0.015361 | -0.075739 | 0.0577 | 0.015523 | 0.078794 | -0.055039 | -0.030264 | -0.024297 | -0.045775 | 0.030588 | 0.030406 | 0.051098 | 117.8863 | 4.6527 | -162.2432 | -62.1137 | -175.3473 | 17.7568 | 1.1546 | 0.62319 | 0.6182 | 1.1669 | 0.66171 | 0.63036 | 0.97585 | -157.5613 | 159.3308 | 0.9795 | -154.2462 | 154.883

## LL_max_10
name | pf_ikss_a_from_ka | pf_ikss_b_from_ka | pf_ikss_c_from_ka | pf_ikss_a_to_ka | pf_ikss_b_to_ka | pf_ikss_c_to_ka | pf_skss_a_from_mw | pf_skss_b_from_mw | pf_skss_c_from_mw | pf_skss_a_to_mw | pf_skss_b_to_mw | pf_skss_c_to_mw | pf_p_a_from_mw | pf_p_b_from_mw | pf_p_c_from_mw | pf_p_a_to_mw | pf_p_b_to_mw | pf_p_c_to_mw | pf_q_a_from_mvar | pf_q_b_from_mvar | pf_q_c_from_mvar | pf_q_a_to_mvar | pf_q_b_to_mvar | pf_q_c_to_mvar | pf_ikss_a_from_degree | pf_ikss_b_from_degree | pf_ikss_c_from_degree | pf_ikss_a_to_degree | pf_ikss_b_to_degree | pf_ikss_c_to_degree | pf_vm_a_from_pu | pf_vm_b_from_pu | pf_vm_c_from_pu | pf_vm_a_to_pu | pf_vm_b_to_pu | pf_vm_c_to_pu | pf_va_a_from_degree | pf_va_b_from_degree | pf_va_c_from_degree | pf_va_a_to_degree | pf_va_b_to_degree | pf_va_c_to_degree
Line0_1_2 | 0.14984 | 0.60198 | 0.55364 | 0.14984 | 0.60198 | 0.55364 | 0.034603 | 0.13902 | 0.12786 | 0.034603 | 0.13902 | 0.12786 | -0.018374 | -0.078705 | 0.065357 | 0.018599 | 0.082329 | -0.062292 | -0.035077 | -0.022592 | -0.042904 | 0.035526 | 0.029839 | 0.049035 | 118.6287 | 2.8997 | -162.9888 | -61.3713 | -177.1003 | 17.0112 | 1.1443 | 0.589 | 0.61148 | 1.1588 | 0.6299 | 0.62004 | 0.98163 | -161.0845 | 163.728 | 0.99518 | -157.1777 | 158.8024
Line10_11_12 | 0.12792 | 0.53786 | 0.50206 | 0.12792 | 0.53786 | 0.50206 | 0.029541 | 0.12421 | 0.11595 | 0.029541 | 0.12421 | 0.11595 | -0.015253 | -0.076568 | 0.053662 | 0.015416 | 0.079461 | -0.051141 | -0.030986 | -0.030079 | -0.049838 | 0.031314 | 0.035865 | 0.054879 | 117.1822 | 4.2625 | -162.1654 | -62.8178 | -175.7375 | 17.8346 | 1.1691 | 0.66228 | 0.63163 | 1.1815 | 0.70186 | 0.64698 | 0.97391 | -154.2906 | 154.9508 | 0.97017 | -151.4454 | 150.8156
Line11_12_13 | 0.12792 | 0.53786 | 0.50206 | 0.12792 | 0.53786 | 0.50206 | 0.029541 | 0.12421 | 0.11595 | 0.029541 | 0.12421 | 0.11595 | -0.015416 | -0.079461 | 0.051141 | 0.01558 | 0.082353 | -0.048621 | -0.031314 | -0.035865 | -0.054879 | 0.031641 | 0.04165 | 0.05992 | 117.1822 | 4.2625 | -162.1654 | -62.8178 | -175.7375 | 17.8346 | 1.1815 | 0.70186 | 0.64698 | 1.1939 | 0.74297 | 0.66552 | 0.97017 | -151.4454 | 150.8156 | 0.96651 | -148.9094 | 146.8914
Line12_13_15 | 0 | 0 | 0 | 0 | 0 | 0 | 0 | 0 | 0 | 0 | 0 | 0 | 1.235e-09 | -1.7976e-09 | -2.3099e-09 | -1.235e-09 | 1.7976e-09 | 2.3099e-09 | -2.4367e-10 | 4.346e-09 | -3.6423e-09 | 2.4367e-10 | -4.346e-09 | 3.6423e-09 | 0 | 0 | 0 | 0 | 0 | 0 | 1.1939 | 0.74297 | 0.66552 | 1.1939 | 0.74297 | 0.66552 | 0.96651 | -148.9094 | 146.8914 | 0.96651 | -148.9094 | 146.8914
Line13_13_14 | 0.12792 | 0.53786 | 0.50206 | 0.12792 | 0.53786 | 0.50206 | 0.029541 | 0.12421 | 0.11595 | 0.029541 | 0.12421 | 0.11595 | -0.01558 | -0.082353 | 0.048621 | 0.015744 | 0.085246 | -0.0461 | -0.031641 | -0.04165 | -0.05992 | 0.031968 | 0.047436 | 0.064961 | 117.1822 | 4.2625 | -162.1654 | -62.8178 | -175.7375 | 17.8346 | 1.1939 | 0.74297 | 0.66552 | 1.2063 | 0.78539 | 0.68702 | 0.96651 | -148.9094 | 146.8914 | 0.96292 | -146.6433 | 143.1961
Line14_15_16 | 0 | 0 | 0 | 0 | 0 | 0 | 0 | 0 | 0 | 0 | 0 | 0 | 8.2334e-10 | -1.1984e-09 | -1.5399e-09 | -8.2334e-10 | 1.1984e-09 | 1.5399e-09 | -1.6245e-10 | 2.8973e-09 | -2.4282e-09 | 1.6245e-10 | -2.8973e-09 | 2.4282e-09 | 0 | 0 | 0 | 0 | 0 | 0 | 1.1939 | 0.74297 | 0.66552 | 1.1939 | 0.74297 | 0.66552 | 0.96651 | -148.9094 | 146.8914 | 0.96651 | -148.9094 | 146.8914
Line15_16_17 | 0 | 0 | 0 | 0 | 0 | 0 | 0 | 0 | 0 | 0 | 0 | 0 | 4.1167e-10 | -5.992e-10 | -7.6997e-10 | -4.1167e-10 | 5.992e-10 | 7.6997e-10 | -8.1225e-11 | 1.4487e-09 | -1.2141e-09 | 8.1225e-11 | -1.4487e-09 | 1.2141e-09 | 0 | 0 | 0 | 0 | 0 | 0 | 1.1939 | 0.74297 | 0.66552 | 1.1939 | 0.74297 | 0.66552 | 0.96651 | -148.9094 | 146.8914 | 0.96651 | -148.9094 | 146.8914
Line16_4_18 | 0 | 0 | 0 | 0 | 0 | 0 | 0 | 0 | 0 | 0 | 0 | 0 | 2.6381e-10 | -5.6897e-10 | -5.5438e-10 | -2.6381e-10 | 5.6897e-10 | 5.5438e-10 | -8.3144e-11 | 1.5396e-09 | -1.5483e-09 | 8.3143e-11 | -1.5396e-09 | 1.5483e-09 | 0 | 0 | 0 | 0 | 0 | 0 | 1.1618 | 0.63688 | 0.62032 | 1.1618 | 0.63688 | 0.62032 | 1.0167 | -156.8238 | 158.2326 | 1.0167 | -156.8238 | 158.2326
Line17_5_19 | 0 | 0 | 0 | 0 | 0 | 0 | 0 | 0 | 0 | 0 | 0 | 0 | 1.8674e-10 | -5.1857e-10 | -4.1123e-10 | -1.8674e-10 | 5.1857e-10 | 4.1123e-10 | -7.9073e-11 | 1.5612e-09 | -1.7048e-09 | 7.9073e-11 | -1.5612e-09 | 1.7048e-09 | 0 | 0 | 0 | 0 | 0 | 0 | 1.1443 | 0.589 | 0.61148 | 1.1443 | 0.589 | 0.61148 | 0.98163 | -161.0845 | 163.728 | 0.98163 | -161.0845 | 163.728
Line1_1_3 | 0.12792 | 0.53786 | 0.50206 | 0.12792 | 0.53786 | 0.50206 | 0.029541 | 0.12421 | 0.11595 | 0.029541 | 0.12421 | 0.11595 | -0.014925 | -0.070782 | 0.058703 | 0.015089 | 0.073675 | -0.056183 | -0.030332 | -0.018507 | -0.039755 | 0.030659 | 0.024293 | 0.044796 | 117.1822 | 4.2625 | -162.1654 | -62.8178 | -175.7375 | 17.8346 | 1.1443 | 0.589 | 0.61148 | 1.1567 | 0.62455 | 0.61973 | 0.98163 | -161.0845 | 163.728 | 0.97773 | -157.4884 | 159.2681
Line2_1_4 | 0.17999 | 0.68245 | 0.61665 | 0.17999 | 0.68245 | 0.61665 | 0.041568 | 0.1576 | 0.14241 | 0.041568 | 0.1576 | 0.14241 | -0.022991 | -0.088433 | 0.073587 | 0.023315 | 0.09309 | -0.069784 | -0.041643 | -0.028228 | -0.04656 | 0.042291 | 0.037543 | 0.054166 | 119.8851 | 1.2121 | -163.9492 | -60.1149 | -178.7879 | 16.0508 | 1.1443 | 0.589 | 0.61148 | 1.1618 | 0.63688 | 0.62032 | 0.98163 | -161.0845 | 163.728 | 1.0167 | -156.8238 | 158.2326
Line3_1_5 | 0 | 0 | 0 | 0 | 0 | 0 | 0 | 0 | 0 | 0 | 0 | 0 | 3.7347e-10 | -1.0371e-09 | -8.2247e-10 | -3.7347e-10 | 1.0371e-09 | 8.2247e-10 | -1.5815e-10 | 3.1224e-09 | -3.4096e-09 | 1.5815e-10 | -3.1224e-09 | 3.4096e-09 | 0 | 0 | 0 | 0 | 0 | 0 | 1.1443 | 0.589 | 0.61148 | 1.1443 | 0.589 | 0.61148 | 0.98163 | -161.0845 | 163.728 | 0.98163 | -161.0845 | 163.728
Line4_2_6 | 0.14984 | 0.60198 | 0.55364 | 0.14984 | 0.60198 | 0.55364 | 0.034603 | 0.13902 | 0.12786 | 0.034603 | 0.13902 | 0.12786 | -0.018599 | -0.082329 | 0.062292 | 0.018823 | 0.085953 | -0.059227 | -0.035526 | -0.029839 | -0.049035 | 0.035975 | 0.037087 | 0.055165 | 118.6287 | 2.8997 | -162.9888 | -61.3713 | -177.1003 | 17.0112 | 1.1588 | 0.6299 | 0.62004 | 1.1734 | 0.67337 | 0.63304 | 0.99518 | -157.1777 | 158.8024 | 1.0084 | -153.761 | 154.0449
Line5_6_7 | 0.14984 | 0.60198 | 0.55364 | 0.14984 | 0.60198 | 0.55364 | 0.034603 | 0.13902 | 0.12786 | 0.034603 | 0.13902 | 0.12786 | -0.018823 | -0.085953 | 0.059227 | 0.019048 | 0.089577 | -0.056162 | -0.035975 | -0.037087 | -0.055165 | 0.036424 | 0.044335 | 0.061295 | 118.6287 | 2.8997 | -162.9888 | -61.3713 | -177.1003 | 17.0112 | 1.1734 | 0.67337 | 0.63304 | 1.1879 | 0.71894 | 0.65021 | 1.0084 | -153.761 | 154.0449 | 1.0213 | -150.7679 | 149.5087
Line6_7_8 | 0 | 0 | 0 | 0 | 0 | 0 | 0 | 0 | 0 | 0 | 0 | 0 | 1.1503e-09 | -1.7891e-09 | -2.1965e-09 | -1.1503e-09 | 1.7891e-09 | 2.1965e-09 | -2.5618e-10 | 4.4502e-09 | -3.8752e-09 | 2.5618e-10 | -4.4502e-09 | 3.8752e-09 | 0 | 0 | 0 | 0 | 0 | 0 | 1.1879 | 0.71894 | 0.65021 | 1.1879 | 0.71894 | 0.65021 | 1.0213 | -150.7679 | 149.5087 | 1.0213 | -150.7679 | 149.5087
Line7_8_9 | 0 | 0 | 0 | 0 | 0 | 0 | 0 | 0 | 0 | 0 | 0 | 0 | 3.8343e-10 | -5.9637e-10 | -7.3216e-10 | -3.8343e-10 | 5.9637e-10 | 7.3216e-10 | -8.5394e-11 | 1.4834e-09 | -1.2917e-09 | 8.5394e-11 | -1.4834e-09 | 1.2917e-09 | 0 | 0 | 0 | 0 | 0 | 0 | 1.1879 | 0.71894 | 0.65021 | 1.1879 | 0.71894 | 0.65021 | 1.0213 | -150.7679 | 149.5087 | 1.0213 | -150.7679 | 149.5087
Line8_8_10 | 0 | 0 | 0 | 0 | 0 | 0 | 0 | 0 | 0 | 0 | 0 | 0 | 3.8343e-10 | -5.9637e-10 | -7.3216e-10 | -3.8343e-10 | 5.9637e-10 | 7.3216e-10 | -8.5394e-11 | 1.4834e-09 | -1.2917e-09 | 8.5394e-11 | -1.4834e-09 | 1.2917e-09 | 0 | 0 | 0 | 0 | 0 | 0 | 1.1879 | 0.71894 | 0.65021 | 1.1879 | 0.71894 | 0.65021 | 1.0213 | -150.7679 | 149.5087 | 1.0213 | -150.7679 | 149.5087
Line9_3_11 | 0.12792 | 0.53786 | 0.50206 | 0.12792 | 0.53786 | 0.50206 | 0.029541 | 0.12421 | 0.11595 | 0.029541 | 0.12421 | 0.11595 | -0.015089 | -0.073675 | 0.056183 | 0.015253 | 0.076568 | -0.053662 | -0.030659 | -0.024293 | -0.044796 | 0.030986 | 0.030079 | 0.049838 | 117.1822 | 4.2625 | -162.1654 | -62.8178 | -175.7375 | 17.8346 | 1.1567 | 0.62455 | 0.61973 | 1.1691 | 0.66228 | 0.63163 | 0.97773 | -157.4884 | 159.2681 | 0.97391 | -154.2906 | 154.9508

## LL_max_fault_6
name | pf_ikss_a_from_ka | pf_ikss_b_from_ka | pf_ikss_c_from_ka | pf_ikss_a_to_ka | pf_ikss_b_to_ka | pf_ikss_c_to_ka | pf_skss_a_from_mw | pf_skss_b_from_mw | pf_skss_c_from_mw | pf_skss_a_to_mw | pf_skss_b_to_mw | pf_skss_c_to_mw | pf_p_a_from_mw | pf_p_b_from_mw | pf_p_c_from_mw | pf_p_a_to_mw | pf_p_b_to_mw | pf_p_c_to_mw | pf_q_a_from_mvar | pf_q_b_from_mvar | pf_q_c_from_mvar | pf_q_a_to_mvar | pf_q_b_to_mvar | pf_q_c_to_mvar | pf_ikss_a_from_degree | pf_ikss_b_from_degree | pf_ikss_c_from_degree | pf_ikss_a_to_degree | pf_ikss_b_to_degree | pf_ikss_c_to_degree | pf_vm_a_from_pu | pf_vm_b_from_pu | pf_vm_c_from_pu | pf_vm_a_to_pu | pf_vm_b_to_pu | pf_vm_c_to_pu | pf_va_a_from_degree | pf_va_b_from_degree | pf_va_c_from_degree | pf_va_a_to_degree | pf_va_b_to_degree | pf_va_c_to_degree
Line0_1_2 | 0.11808 | 0.12456 | 0.1323 | 0.11808 | 0.12456 | 0.1323 | 0.027268 | 0.028766 | 0.030554 | 0.027268 | 0.028766 | 0.030554 | -0.0035023 | -0.007667 | -0.0043342 | 0.0036418 | 0.0078222 | 0.0045093 | -0.03078 | -0.031505 | -0.033691 | 0.031059 | 0.031815 | 0.034041 | 96.5492 | -17.4259 | -142.7936 | -83.4508 | 162.5741 | 37.2064 | 1.1361 | 1.1272 | 1.1117 | 1.1468 | 1.1389 | 1.1238 | 0.057598 | -121.1036 | 119.8757 | -0.13845 | -121.2389 | 119.6606
Line10_11_12 | 0.10522 | 0.1106 | 0.11803 | 0.10522 | 0.1106 | 0.11803 | 0.0243 | 0.025543 | 0.027259 | 0.0243 | 0.025543 | 0.027259 | -0.0032049 | -0.0070241 | -0.004142 | 0.0033156 | 0.0071464 | 0.0042813 | -0.027887 | -0.028471 | -0.030614 | 0.028109 | 0.028716 | 0.030893 | 96.2618 | -17.4845 | -142.8 | -83.7382 | 162.5155 | 37.2 | 1.1552 | 1.1481 | 1.1333 | 1.1648 | 1.1585 | 1.1442 | -0.29403 | -121.343 | 119.4949 | -0.46551 | -121.4595 | 119.3099
Line11_12_13 | 0.10522 | 0.1106 | 0.11803 | 0.10522 | 0.1106 | 0.11803 | 0.0243 | 0.025543 | 0.027259 | 0.0243 | 0.025543 | 0.027259 | -0.0033156 | -0.0071464 | -0.0042813 | 0.0034263 | 0.0072687 | 0.0044206 | -0.028109 | -0.028716 | -0.030893 | 0.02833 | 0.028961 | 0.031172 | 96.2618 | -17.4845 | -142.8 | -83.7382 | 162.5155 | 37.2 | 1.1648 | 1.1585 | 1.1442 | 1.1744 | 1.169 | 1.155 | -0.46551 | -121.4595 | 119.3099 | -0.6342 | -121.5739 | 119.1284
Line12_13_15 | 0 | 0 | 0 | 0 | 0 | 0 | 0 | 0 | 0 | 0 | 0 | 0 | 9.6136e-10 | 8.9218e-10 | 7.0024e-10 | -9.6136e-10 | -8.9218e-10 | -7.0024e-10 | 1.5728e-10 | 3.8851e-10 | 2.126e-10 | -1.5728e-10 | -3.8851e-10 | -2.126e-10 | 0 | 0 | 0 | 0 | 0 | 0 | 1.1744 | 1.169 | 1.155 | 1.1744 | 1.169 | 1.155 | -0.6342 | -121.5739 | 119.1284 | -0.6342 | -121.5739 | 119.1284
Line13_13_14 | 0.10522 | 0.1106 | 0.11803 | 0.10522 | 0.1106 | 0.11803 | 0.0243 | 0.025543 | 0.027259 | 0.0243 | 0.025543 | 0.027259 | -0.0034263 | -0.0072687 | -0.0044206 | 0.003537 | 0.0073911 | 0.00456 | -0.02833 | -0.028961 | -0.031172 | 0.028552 | 0.029205 | 0.03145 | 96.2618 | -17.4845 | -142.8 | -83.7382 | 162.5155 | 37.2 | 1.1744 | 1.169 | 1.155 | 1.184 | 1.1794 | 1.1658 | -0.6342 | -121.5739 | 119.1284 | -0.80015 | -121.6863 | 118.9502
Line14_15_16 | 0 | 0 | 0 | 0 | 0 | 0 | 0 | 0 | 0 | 0 | 0 | 0 | 6.4091e-10 | 5.9478e-10 | 4.6683e-10 | -6.4091e-10 | -5.9478e-10 | -4.6683e-10 | 1.0485e-10 | 2.5901e-10 | 1.4173e-10 | -1.0485e-10 | -2.5901e-10 | -1.4173e-10 | 0 | 0 | 0 | 0 | 0 | 0 | 1.1744 | 1.169 | 1.155 | 1.1744 | 1.169 | 1.155 | -0.6342 | -121.5739 | 119.1284 | -0.6342 | -121.5739 | 119.1284
Line15_16_17 | 0 | 0 | 0 | 0 | 0 | 0 | 0 | 0 | 0 | 0 | 0 | 0 | 3.2045e-10 | 2.9739e-10 | 2.3341e-10 | -3.2045e-10 | -2.9739e-10 | -2.3341e-10 | 5.2427e-11 | 1.295e-10 | 7.0865e-11 | -5.2427e-11 | -1.295e-10 | -7.0865e-11 | 0 | 0 | 0 | 0 | 0 | 0 | 1.1744 | 1.169 | 1.155 | 1.1744 | 1.169 | 1.155 | -0.6342 | -121.5739 | 119.1284 | -0.6342 | -121.5739 | 119.1284
Line16_4_18 | 0 | 0 | 0 | 0 | 0 | 0 | 0 | 0 | 0 | 0 | 0 | 0 | 2.0352e-10 | 1.7106e-10 | 1.0531e-10 | -2.0352e-10 | -1.7106e-10 | -1.0531e-10 | 1.3061e-11 | 1.0095e-10 | 2.9179e-11 | -1.3061e-11 | -1.0095e-10 | -2.9179e-11 | 0 | 0 | 0 | 0 | 0 | 0 | 1.1483 | 1.1406 | 1.1255 | 1.1483 | 1.1406 | 1.1255 | -0.16157 | -121.2574 | 119.6317 | -0.16157 | -121.2574 | 119.6317
Line17_5_19 | 0 | 0 | 0 | 0 | 0 | 0 | 0 | 0 | 0 | 0 | 0 | 0 | 1.5022e-10 | 1.1318e-10 | 4.7825e-11 | -1.5022e-10 | -1.1318e-10 | -4.7825e-11 | -4.6064e-12 | 8.756e-11 | 9.7273e-12 | 4.6063e-12 | -8.756e-11 | -9.7273e-12 | 0 | 0 | 0 | 0 | 0 | 0 | 1.1361 | 1.1272 | 1.1117 | 1.1361 | 1.1272 | 1.1117 | 0.057598 | -121.1036 | 119.8757 | 0.057598 | -121.1036 | 119.8757
Line1_1_3 | 0.10522 | 0.1106 | 0.11803 | 0.10522 | 0.1106 | 0.11803 | 0.0243 | 0.025543 | 0.027259 | 0.0243 | 0.025543 | 0.027259 | -0.0029835 | -0.0067794 | -0.0038634 | 0.0030942 | 0.0069017 | 0.0040027 | -0.027444 | -0.027982 | -0.030057 | 0.027666 | 0.028227 | 0.030336 | 96.2618 | -17.4845 | -142.8 | -83.7382 | 162.5155 | 37.2 | 1.1361 | 1.1272 | 1.1117 | 1.1456 | 1.1376 | 1.1225 | 0.057598 | -121.1036 | 119.8757 | -0.11968 | -121.2244 | 119.6835
Line2_1_4 | 0.13452 | 0.14246 | 0.15044 | 0.13452 | 0.14246 | 0.15044 | 0.031065 | 0.032901 | 0.034743 | 0.031065 | 0.032901 | 0.034743 | -0.0042121 | -0.0088084 | -0.0049447 | 0.0043931 | 0.0090114 | 0.005171 | -0.035039 | -0.036024 | -0.038307 | 0.035401 | 0.03643 | 0.03876 | 96.9123 | -17.3634 | -142.7693 | -83.0877 | 162.6366 | 37.2307 | 1.1361 | 1.1272 | 1.1117 | 1.1483 | 1.1406 | 1.1255 | 0.057598 | -121.1036 | 119.8757 | -0.16157 | -121.2574 | 119.6317
Line3_1_5 | 0 | 0 | 0 | 0 | 0 | 0 | 0 | 0 | 0 | 0 | 0 | 0 | 3.0044e-10 | 2.2637e-10 | 9.565e-11 | -3.0044e-10 | -2.2637e-10 | -9.565e-11 | -9.2127e-12 | 1.7512e-10 | 1.9455e-11 | 9.2127e-12 | -1.7512e-10 | -1.9455e-11 | 0 | 0 | 0 | 0 | 0 | 0 | 1.1361 | 1.1272 | 1.1117 | 1.1361 | 1.1272 | 1.1117 | 0.057598 | -121.1036 | 119.8757 | 0.057598 | -121.1036 | 119.8757
Line4_2_6 | 0.11808 | 0.12456 | 0.1323 | 0.11808 | 0.12456 | 0.1323 | 0.027268 | 0.028766 | 0.030554 | 0.027268 | 0.028766 | 0.030554 | -0.0036418 | -0.0078222 | -0.0045093 | 0.0037812 | 0.0079773 | 0.0046843 | -0.031059 | -0.031815 | -0.034041 | 0.031338 | 0.032125 | 0.034391 | 96.5492 | -17.4259 | -142.7936 | -83.4508 | 162.5741 | 37.2064 | 1.1468 | 1.1389 | 1.1238 | 1.1576 | 1.1507 | 1.136 | -0.13845 | -121.2389 | 119.6606 | -0.33085 | -121.3714 | 119.45
Line5_6_7 | 0.11808 | 0.12456 | 0.1323 | 0.11808 | 0.12456 | 0.1323 | 0.027268 | 0.028766 | 0.030554 | 0.027268 | 0.028766 | 0.030554 | -0.0037812 | -0.0079773 | -0.0046843 | 0.0039206 | 0.0081325 | 0.0048594 | -0.031338 | -0.032125 | -0.034391 | 0.031616 | 0.032436 | 0.034741 | 96.5492 | -17.4259 | -142.7936 | -83.4508 | 162.5741 | 37.2064 | 1.1576 | 1.1507 | 1.136 | 1.1683 | 1.1625 | 1.1481 | -0.33085 | -121.3714 | 119.45 | -0.51971 | -121.5013 | 119.2439
Line6_7_8 | 0 | 0 | 0 | 0 | 0 | 0 | 0 | 0 | 0 | 0 | 0 | 0 | 8.7881e-10 | 8.0376e-10 | 6.0848e-10 | -8.7881e-10 | -8.0376e-10 | -6.0848e-10 | 1.2823e-10 | 3.6852e-10 | 1.8332e-10 | -1.2823e-10 | -3.6852e-10 | -1.8332e-10 | 0 | 0 | 0 | 0 | 0 | 0 | 1.1683 | 1.1625 | 1.1481 | 1.1683 | 1.1625 | 1.1481 | -0.51971 | -121.5013 | 119.2439 | -0.51971 | -121.5013 | 119.2439
Line7_8_9 | 0 | 0 | 0 | 0 | 0 | 0 | 0 | 0 | 0 | 0 | 0 | 0 | 2.9294e-10 | 2.6792e-10 | 2.0283e-10 | -2.9294e-10 | -2.6792e-10 | -2.0283e-10 | 4.2743e-11 | 1.2284e-10 | 6.1108e-11 | -4.2743e-11 | -1.2284e-10 | -6.1108e-11 | 0 | 0 | 0 | 0 | 0 | 0 | 1.1683 | 1.1625 | 1.1481 | 1.1683 | 1.1625 | 1.1481 | -0.51971 | -121.5013 | 119.2439 | -0.51971 | -121.5013 | 119.2439
Line8_8_10 | 0 | 0 | 0 | 0 | 0 | 0 | 0 | 0 | 0 | 0 | 0 | 0 | 2.9294e-10 | 2.6792e-10 | 2.0283e-10 | -2.9294e-10 | -2.6792e-10 | -2.0283e-10 | 4.2743e-11 | 1.2284e-10 | 6.1108e-11 | -4.2743e-11 | -1.2284e-10 | -6.1108e-11 | 0 | 0 | 0 | 0 | 0 | 0 | 1.1683 | 1.1625 | 1.1481 | 1.1683 | 1.1625 | 1.1481 | -0.51971 | -121.5013 | 119.2439 | -0.51971 | -121.5013 | 119.2439
Line9_3_11 | 0.10522 | 0.1106 | 0.11803 | 0.10522 | 0.1106 | 0.11803 | 0.0243 | 0.025543 | 0.027259 | 0.0243 | 0.025543 | 0.027259 | -0.0030942 | -0.0069017 | -0.0040027 | 0.0032049 | 0.0070241 | 0.004142 | -0.027666 | -0.028227 | -0.030336 | 0.027887 | 0.028471 | 0.030614 | 96.2618 | -17.4845 | -142.8 | -83.7382 | 162.5155 | 37.2 | 1.1456 | 1.1376 | 1.1225 | 1.1552 | 1.1481 | 1.1333 | -0.11968 | -121.2244 | 119.6835 | -0.29403 | -121.343 | 119.4949

## LL_max_fault_10
name | pf_ikss_a_from_ka | pf_ikss_b_from_ka | pf_ikss_c_from_ka | pf_ikss_a_to_ka | pf_ikss_b_to_ka | pf_ikss_c_to_ka | pf_skss_a_from_mw | pf_skss_b_from_mw | pf_skss_c_from_mw | pf_skss_a_to_mw | pf_skss_b_to_mw | pf_skss_c_to_mw | pf_p_a_from_mw | pf_p_b_from_mw | pf_p_c_from_mw | pf_p_a_to_mw | pf_p_b_to_mw | pf_p_c_to_mw | pf_q_a_from_mvar | pf_q_b_from_mvar | pf_q_c_from_mvar | pf_q_a_to_mvar | pf_q_b_to_mvar | pf_q_c_to_mvar | pf_ikss_a_from_degree | pf_ikss_b_from_degree | pf_ikss_c_from_degree | pf_ikss_a_to_degree | pf_ikss_b_to_degree | pf_ikss_c_to_degree | pf_vm_a_from_pu | pf_vm_b_from_pu | pf_vm_c_from_pu | pf_vm_a_to_pu | pf_vm_b_to_pu | pf_vm_c_to_pu | pf_va_a_from_degree | pf_va_b_from_degree | pf_va_c_from_degree | pf_va_a_to_degree | pf_va_b_to_degree | pf_va_c_to_degree
Line0_1_2 | 0.11896 | 0.12518 | 0.13263 | 0.11896 | 0.12518 | 0.13263 | 0.027472 | 0.028909 | 0.030629 | 0.027472 | 0.028909 | 0.030629 | -0.0035167 | -0.0075476 | -0.0043098 | 0.0036582 | 0.0077043 | 0.0044857 | -0.031066 | -0.031759 | -0.033839 | 0.031349 | 0.032072 | 0.03419 | 96.5179 | -17.7302 | -142.8642 | -83.4821 | 162.2698 | 37.1358 | 1.138 | 1.1292 | 1.1137 | 1.1488 | 1.141 | 1.1258 | 0.059446 | -121.0988 | 119.8776 | -0.13803 | -121.2377 | 119.6615
Line10_11_12 | 0.10644 | 0.11164 | 0.1188 | 0.10644 | 0.11164 | 0.1188 | 0.024582 | 0.025782 | 0.027436 | 0.024582 | 0.025782 | 0.027436 | -0.0032395 | -0.0069493 | -0.0041351 | 0.0033528 | 0.0070739 | 0.0042762 | -0.028266 | -0.028829 | -0.030876 | 0.028492 | 0.029079 | 0.031159 | 96.2421 | -17.7933 | -142.8787 | -83.7579 | 162.2067 | 37.1213 | 1.1574 | 1.1502 | 1.1354 | 1.1671 | 1.1607 | 1.1463 | -0.29596 | -121.3458 | 119.4935 | -0.46924 | -121.4659 | 119.3069
Line11_12_13 | 0.10644 | 0.11164 | 0.1188 | 0.10644 | 0.11164 | 0.1188 | 0.024582 | 0.025782 | 0.027436 | 0.024582 | 0.025782 | 0.027436 | -0.0033528 | -0.0070739 | -0.0042762 | 0.0034661 | 0.0071985 | 0.0044173 | -0.028492 | -0.029079 | -0.031159 | 0.028719 | 0.029328 | 0.031441 | 96.2421 | -17.7933 | -142.8787 | -83.7579 | 162.2067 | 37.1213 | 1.1671 | 1.1607 | 1.1463 | 1.1768 | 1.1713 | 1.1572 | -0.46924 | -121.4659 | 119.3069 | -0.63967 | -121.5839 | 119.1238
Line12_13_15 | 0 | 0 | 0 | 0 | 0 | 0 | 0 | 0 | 0 | 0 | 0 | 0 | 9.944e-10 | 9.2384e-10 | 7.3019e-10 | -9.944e-10 | -9.2384e-10 | -7.3019e-10 | 1.5896e-10 | 3.9174e-10 | 2.1412e-10 | -1.5896e-10 | -3.9174e-10 | -2.1412e-10 | 0 | 0 | 0 | 0 | 0 | 0 | 1.1768 | 1.1713 | 1.1572 | 1.1768 | 1.1713 | 1.1572 | -0.63967 | -121.5839 | 119.1238 | -0.63967 | -121.5839 | 119.1238
Line13_13_14 | 0.10644 | 0.11164 | 0.1188 | 0.10644 | 0.11164 | 0.1188 | 0.024582 | 0.025782 | 0.027436 | 0.024582 | 0.025782 | 0.027436 | -0.0034661 | -0.0071985 | -0.0044173 | 0.0035794 | 0.0073232 | 0.0045585 | -0.028719 | -0.029328 | -0.031441 | 0.028945 | 0.029577 | 0.031723 | 96.2421 | -17.7933 | -142.8787 | -83.7579 | 162.2067 | 37.1213 | 1.1768 | 1.1713 | 1.1572 | 1.1865 | 1.1818 | 1.1681 | -0.63967 | -121.5839 | 119.1238 | -0.80731 | -121.6998 | 118.9442
Line14_15_16 | 0 | 0 | 0 | 0 | 0 | 0 | 0 | 0 | 0 | 0 | 0 | 0 | 6.6293e-10 | 6.159e-10 | 4.8679e-10 | -6.6293e-10 | -6.159e-10 | -4.8679e-10 | 1.0597e-10 | 2.6116e-10 | 1.4274e-10 | -1.0597e-10 | -2.6116e-10 | -1.4274e-10 | 0 | 0 | 0 | 0 | 0 | 0 | 1.1768 | 1.1713 | 1.1572 | 1.1768 | 1.1713 | 1.1572 | -0.63967 | -121.5839 | 119.1238 | -0.63967 | -121.5839 | 119.1238
Line15_16_17 | 0 | 0 | 0 | 0 | 0 | 0 | 0 | 0 | 0 | 0 | 0 | 0 | 3.3147e-10 | 3.0795e-10 | 2.434e-10 | -3.3147e-10 | -3.0795e-10 | -2.434e-10 | 5.2987e-11 | 1.3058e-10 | 7.1372e-11 | -5.2987e-11 | -1.3058e-10 | -7.1372e-11 | 0 | 0 | 0 | 0 | 0 | 0 | 1.1768 | 1.1713 | 1.1572 | 1.1768 | 1.1713 | 1.1572 | -0.63967 | -121.5839 | 119.1238 | -0.63967 | -121.5839 | 119.1238
Line16_4_18 | 0 | 0 | 0 | 0 | 0 | 0 | 0 | 0 | 0 | 0 | 0 | 0 | 2.1223e-10 | 1.7952e-10 | 1.1351e-10 | -2.1223e-10 | -1.7952e-10 | -1.1351e-10 | 1.2987e-11 | 1.01e-10 | 2.9055e-11 | -1.2987e-11 | -1.01e-10 | -2.9055e-11 | 0 | 0 | 0 | 0 | 0 | 0 | 1.1503 | 1.1426 | 1.1274 | 1.1503 | 1.1426 | 1.1274 | -0.16038 | -121.2558 | 119.6339 | -0.16038 | -121.2558 | 119.6339
Line17_5_19 | 0 | 0 | 0 | 0 | 0 | 0 | 0 | 0 | 0 | 0 | 0 | 0 | 1.5865e-10 | 1.2155e-10 | 5.6009e-11 | -1.5865e-10 | -1.2155e-10 | -5.6008e-11 | -4.7624e-12 | 8.7331e-11 | 9.5957e-12 | 4.7623e-12 | -8.7331e-11 | -9.5957e-12 | 0 | 0 | 0 | 0 | 0 | 0 | 1.138 | 1.1292 | 1.1137 | 1.138 | 1.1292 | 1.1137 | 0.059446 | -121.0988 | 119.8776 | 0.059446 | -121.0988 | 119.8776
Line1_1_3 | 0.10644 | 0.11164 | 0.1188 | 0.10644 | 0.11164 | 0.1188 | 0.024582 | 0.025782 | 0.027436 | 0.024582 | 0.025782 | 0.027436 | -0.0030129 | -0.0067 | -0.0038528 | 0.0031262 | 0.0068246 | 0.0039939 | -0.027812 | -0.028331 | -0.030312 | 0.028039 | 0.02858 | 0.030594 | 96.2421 | -17.7933 | -142.8787 | -83.7579 | 162.2067 | 37.1213 | 1.138 | 1.1292 | 1.1137 | 1.1477 | 1.1397 | 1.1246 | 0.059446 | -121.0988 | 119.8776 | -0.11975 | -121.2234 | 119.6837
Line2_1_4 | 0.13481 | 0.14238 | 0.15004 | 0.13481 | 0.14238 | 0.15004 | 0.031134 | 0.032882 | 0.034651 | 0.031134 | 0.032882 | 0.034651 | -0.0041976 | -0.0086283 | -0.0048977 | 0.0043793 | 0.0088311 | 0.0051228 | -0.035182 | -0.036113 | -0.038279 | 0.035545 | 0.036518 | 0.038729 | 96.8633 | -17.6612 | -142.8312 | -83.1367 | 162.3388 | 37.1688 | 1.138 | 1.1292 | 1.1137 | 1.1503 | 1.1426 | 1.1274 | 0.059446 | -121.0988 | 119.8776 | -0.16038 | -121.2558 | 119.6339
Line3_1_5 | 0 | 0 | 0 | 0 | 0 | 0 | 0 | 0 | 0 | 0 | 0 | 0 | 3.1731e-10 | 2.431e-10 | 1.1202e-10 | -3.1731e-10 | -2.431e-10 | -1.1202e-10 | -9.5247e-12 | 1.7466e-10 | 1.9191e-11 | 9.5247e-12 | -1.7466e-10 | -1.9191e-11 | 0 | 0 | 0 | 0 | 0 | 0 | 1.138 | 1.1292 | 1.1137 | 1.138 | 1.1292 | 1.1137 | 0.059446 | -121.0988 | 119.8776 | 0.059446 | -121.0988 | 119.8776
Line4_2_6 | 0.11896 | 0.12518 | 0.13263 | 0.11896 | 0.12518 | 0.13263 | 0.027472 | 0.028909 | 0.030629 | 0.027472 | 0.028909 | 0.030629 | -0.0036582 | -0.0077043 | -0.0044857 | 0.0037997 | 0.007861 | 0.0046616 | -0.031349 | -0.032072 | -0.03419 | 0.031632 | 0.032385 | 0.034542 | 96.5179 | -17.7302 | -142.8642 | -83.4821 | 162.2698 | 37.1358 | 1.1488 | 1.141 | 1.1258 | 1.1597 | 1.1528 | 1.138 | -0.13803 | -121.2377 | 119.6615 | -0.33182 | -121.3738 | 119.4501
Line5_6_7 | 0.11896 | 0.12518 | 0.13263 | 0.11896 | 0.12518 | 0.13263 | 0.027472 | 0.028909 | 0.030629 | 0.027472 | 0.028909 | 0.030629 | -0.0037997 | -0.007861 | -0.0046616 | 0.0039412 | 0.0080177 | 0.0048375 | -0.031632 | -0.032385 | -0.034542 | 0.031915 | 0.032699 | 0.034894 | 96.5179 | -17.7302 | -142.8642 | -83.4821 | 162.2698 | 37.1358 | 1.1597 | 1.1528 | 1.138 | 1.1705 | 1.1646 | 1.1501 | -0.33182 | -121.3738 | 119.4501 | -0.52201 | -121.5072 | 119.2431
Line6_7_8 | 0 | 0 | 0 | 0 | 0 | 0 | 0 | 0 | 0 | 0 | 0 | 0 | 9.0872e-10 | 8.3227e-10 | 6.3559e-10 | -9.0872e-10 | -8.3227e-10 | -6.3559e-10 | 1.2904e-10 | 3.7063e-10 | 1.8385e-10 | -1.2904e-10 | -3.7063e-10 | -1.8385e-10 | 0 | 0 | 0 | 0 | 0 | 0 | 1.1705 | 1.1646 | 1.1501 | 1.1705 | 1.1646 | 1.1501 | -0.52201 | -121.5072 | 119.2431 | -0.52201 | -121.5072 | 119.2431
Line7_8_9 | 0 | 0 | 0 | 0 | 0 | 0 | 0 | 0 | 0 | 0 | 0 | 0 | 3.0291e-10 | 2.7742e-10 | 2.1186e-10 | -3.0291e-10 | -2.7742e-10 | -2.1186e-10 | 4.3013e-11 | 1.2354e-10 | 6.1283e-11 | -4.3013e-11 | -1.2354e-10 | -6.1283e-11 | 0 | 0 | 0 | 0 | 0 | 0 | 1.1705 | 1.1646 | 1.1501 | 1.1705 | 1.1646 | 1.1501 | -0.52201 | -121.5072 | 119.2431 | -0.52201 | -121.5072 | 119.2431
Line8_8_10 | 0 | 0 | 0 | 0 | 0 | 0 | 0 | 0 | 0 | 0 | 0 | 0 | 3.0291e-10 | 2.7742e-10 | 2.1186e-10 | -3.0291e-10 | -2.7742e-10 | -2.1186e-10 | 4.3013e-11 | 1.2354e-10 | 6.1283e-11 | -4.3013e-11 | -1.2354e-10 | -6.1283e-11 | 0 | 0 | 0 | 0 | 0 | 0 | 1.1705 | 1.1646 | 1.1501 | 1.1705 | 1.1646 | 1.1501 | -0.52201 | -121.5072 | 119.2431 | -0.52201 | -121.5072 | 119.2431
Line9_3_11 | 0.10644 | 0.11164 | 0.1188 | 0.10644 | 0.11164 | 0.1188 | 0.024582 | 0.025782 | 0.027436 | 0.024582 | 0.025782 | 0.027436 | -0.0031262 | -0.0068246 | -0.0039939 | 0.0032395 | 0.0069493 | 0.0041351 | -0.028039 | -0.02858 | -0.030594 | 0.028266 | 0.028829 | 0.030876 | 96.2421 | -17.7933 | -142.8787 | -83.7579 | 162.2067 | 37.1213 | 1.1477 | 1.1397 | 1.1246 | 1.1574 | 1.1502 | 1.1354 | -0.11975 | -121.2234 | 119.6837 | -0.29596 | -121.3458 | 119.4935

## LL_min_6
name | pf_ikss_a_from_ka | pf_ikss_b_from_ka | pf_ikss_c_from_ka | pf_ikss_a_to_ka | pf_ikss_b_to_ka | pf_ikss_c_to_ka | pf_skss_a_from_mw | pf_skss_b_from_mw | pf_skss_c_from_mw | pf_skss_a_to_mw | pf_skss_b_to_mw | pf_skss_c_to_mw | pf_p_a_from_mw | pf_p_b_from_mw | pf_p_c_from_mw | pf_p_a_to_mw | pf_p_b_to_mw | pf_p_c_to_mw | pf_q_a_from_mvar | pf_q_b_from_mvar | pf_q_c_from_mvar | pf_q_a_to_mvar | pf_q_b_to_mvar | pf_q_c_to_mvar | pf_ikss_a_from_degree | pf_ikss_b_from_degree | pf_ikss_c_from_degree | pf_ikss_a_to_degree | pf_ikss_b_to_degree | pf_ikss_c_to_degree | pf_vm_a_from_pu | pf_vm_b_from_pu | pf_vm_c_from_pu | pf_vm_a_to_pu | pf_vm_b_to_pu | pf_vm_c_to_pu | pf_va_a_from_degree | pf_va_b_from_degree | pf_va_c_from_degree | pf_va_a_to_degree | pf_va_b_to_degree | pf_va_c_to_degree
Line0_1_2 | 0.0024114 | 0.014222 | 0.012028 | 0.0024114 | 0.014222 | 0.012028 | 0.0005569 | 0.0032844 | 0.0027777 | 0.0005569 | 0.0032844 | 0.0027777 | -0.00053695 | -0.001631 | 0.0013605 | 0.00053706 | 0.0016349 | -0.0013577 | -0.00014825 | 0.00018667 | -0.00028548 | 0.00014837 | -0.00018263 | 0.00028838 | 164.6059 | 7.0374 | -168.5752 | -15.3941 | -172.9626 | 11.4248 | 1.0003 | 0.49985 | 0.50045 | 1.0005 | 0.50088 | 0.49969 | 0.040757 | -179.4918 | 179.5739 | 0.049229 | -179.3365 | 179.4334
Line10_11_12 | 0.002397 | 0.014177 | 0.011994 | 0.002397 | 0.014177 | 0.011994 | 0.00055356 | 0.003274 | 0.0027699 | 0.00055356 | 0.003274 | 0.0027699 | -0.00053456 | -0.0016332 | 0.0013507 | 0.00053467 | 0.001637 | -0.0013479 | -0.00014537 | 0.00018171 | -0.00029268 | 0.00014549 | -0.00017769 | 0.00029556 | 164.8444 | 7.1664 | -168.4804 | -15.1556 | -172.8336 | 11.5196 | 1.0008 | 0.50191 | 0.49893 | 1.001 | 0.50295 | 0.49818 | 0.057714 | -179.1822 | 179.2931 | 0.066186 | -179.0283 | 179.152
Line11_12_13 | 0.002397 | 0.014177 | 0.011994 | 0.002397 | 0.014177 | 0.011994 | 0.00055356 | 0.003274 | 0.0027699 | 0.00055356 | 0.003274 | 0.0027699 | -0.00053467 | -0.001637 | 0.0013479 | 0.00053478 | 0.0016409 | -0.0013451 | -0.00014549 | 0.00017769 | -0.00029555 | 0.0001456 | -0.00017367 | 0.00029843 | 164.8444 | 7.1664 | -168.4805 | -15.1556 | -172.8336 | 11.5195 | 1.001 | 0.50295 | 0.49818 | 1.0012 | 0.50399 | 0.49743 | 0.066186 | -179.0283 | 179.152 | 0.074654 | -178.8751 | 179.0106
Line12_13_15 | 0 | 0 | 0 | 0 | 0 | 0 | 0 | 0 | 0 | 0 | 0 | 0 | 1.3764e-11 | -7.1608e-11 | -9.5478e-11 | -1.3764e-11 | 7.1608e-11 | 9.5478e-11 | -1.4351e-11 | 4.7458e-09 | -4.6907e-09 | 1.4351e-11 | -4.7458e-09 | 4.6907e-09 | 0 | 0 | 0 | 0 | 0 | 0 | 1.0012 | 0.50399 | 0.49743 | 1.0012 | 0.50399 | 0.49743 | 0.074654 | -178.8751 | 179.0106 | 0.074654 | -178.8751 | 179.0106
Line13_13_14 | 0.002397 | 0.014177 | 0.011994 | 0.002397 | 0.014177 | 0.011994 | 0.00055356 | 0.003274 | 0.0027699 | 0.00055356 | 0.003274 | 0.0027699 | -0.00053478 | -0.0016409 | 0.0013451 | 0.00053489 | 0.0016448 | -0.0013424 | -0.0001456 | 0.00017366 | -0.00029843 | 0.00014572 | -0.00016964 | 0.0003013 | 164.8444 | 7.1662 | -168.4807 | -15.1556 | -172.8338 | 11.5193 | 1.0012 | 0.50399 | 0.49743 | 1.0015 | 0.50503 | 0.49668 | 0.074654 | -178.8751 | 179.0106 | 0.083118 | -178.7225 | 178.8687
Line14_15_16 | 0 | 0 | 0 | 0 | 0 | 0 | 0 | 0 | 0 | 0 | 0 | 0 | 9.176e-12 | -4.7739e-11 | -6.3652e-11 | -9.176e-12 | 4.7738e-11 | 6.3652e-11 | -9.5669e-12 | 3.1639e-09 | -3.1271e-09 | 9.567e-12 | -3.1639e-09 | 3.1271e-09 | 0 | 0 | 0 | 0 | 0 | 0 | 1.0012 | 0.50399 | 0.49743 | 1.0012 | 0.50399 | 0.49743 | 0.074654 | -178.8751 | 179.0106 | 0.074654 | -178.8751 | 179.0106
Line15_16_17 | 0 | 0 | 0 | 0 | 0 | 0 | 0 | 0 | 0 | 0 | 0 | 0 | 4.5881e-12 | -2.3869e-11 | -3.1826e-11 | -4.5881e-12 | 2.3869e-11 | 3.1826e-11 | -4.7834e-12 | 1.5819e-09 | -1.5636e-09 | 4.7835e-12 | -1.5819e-09 | 1.5636e-09 | 0 | 0 | 0 | 0 | 0 | 0 | 1.0012 | 0.50399 | 0.49743 | 1.0012 | 0.50399 | 0.49743 | 0.074654 | -178.8751 | 179.0106 | 0.074654 | -178.8751 | 179.0106
Line16_4_18 | 0 | 0 | 0 | 0 | 0 | 0 | 0 | 0 | 0 | 0 | 0 | 0 | 1.8825e-12 | -1.6731e-11 | -1.6235e-11 | -1.8825e-12 | 1.6731e-11 | 1.6235e-11 | -3.1514e-12 | 1.5798e-09 | -1.5776e-09 | 3.1515e-12 | -1.5798e-09 | 1.5776e-09 | 0 | 0 | 0 | 0 | 0 | 0 | 1.0005 | 0.50089 | 0.49968 | 1.0005 | 0.50089 | 0.49968 | 0.04922 | -179.3362 | 179.4332 | 0.04922 | -179.3362 | 179.4332
Line17_5_19 | 0 | 0 | 0 | 0 | 0 | 0 | 0 | 0 | 0 | 0 | 0 | 0 | 9.6104e-13 | -1.4324e-11 | -1.0969e-11 | -9.6119e-13 | 1.4324e-11 | 1.0969e-11 | -2.609e-12 | 1.579e-09 | -1.5823e-09 | 2.609e-12 | -1.579e-09 | 1.5823e-09 | 0 | 0 | 0 | 0 | 0 | 0 | 1.0003 | 0.49985 | 0.50045 | 1.0003 | 0.49985 | 0.50045 | 0.040757 | -179.4918 | 179.5739 | 0.040757 | -179.4918 | 179.5739
Line1_1_3 | 0.002397 | 0.014177 | 0.011994 | 0.002397 | 0.014177 | 0.011994 | 0.00055356 | 0.003274 | 0.0027699 | 0.00055356 | 0.003274 | 0.0027699 | -0.00053434 | -0.0016255 | 0.0013562 | 0.00053445 | 0.0016293 | -0.0013534 | -0.00014514 | 0.00018975 | -0.00028693 | 0.00014526 | -0.00018573 | 0.0002898 | 164.8444 | 7.1666 | -168.4803 | -15.1556 | -172.8334 | 11.5197 | 1.0003 | 0.49985 | 0.50045 | 1.0005 | 0.50088 | 0.49969 | 0.040757 | -179.4918 | 179.5739 | 0.049237 | -179.3367 | 179.4337
Line2_1_4 | 0.002426 | 0.014267 | 0.012062 | 0.002426 | 0.014267 | 0.012062 | 0.00056026 | 0.0032948 | 0.0027856 | 0.00056026 | 0.0032948 | 0.0027856 | -0.00053957 | -0.0016366 | 0.0013648 | 0.00053968 | 0.0016405 | -0.001362 | -0.00015141 | 0.00018355 | -0.00028402 | 0.00015153 | -0.00017948 | 0.00028693 | 164.366 | 6.9073 | -168.6706 | -15.634 | -173.0927 | 11.3294 | 1.0003 | 0.49985 | 0.50045 | 1.0005 | 0.50089 | 0.49968 | 0.040757 | -179.4918 | 179.5739 | 0.04922 | -179.3362 | 179.4332
Line3_1_5 | 0 | 0 | 0 | 0 | 0 | 0 | 0 | 0 | 0 | 0 | 0 | 0 | 1.9222e-12 | -2.8648e-11 | -2.1939e-11 | -1.9223e-12 | 2.8648e-11 | 2.1939e-11 | -5.218e-12 | 3.1581e-09 | -3.1645e-09 | 5.2179e-12 | -3.1581e-09 | 3.1645e-09 | 0 | 0 | 0 | 0 | 0 | 0 | 1.0003 | 0.49985 | 0.50045 | 1.0003 | 0.49985 | 0.50045 | 0.040757 | -179.4918 | 179.5739 | 0.040757 | -179.4918 | 179.5739
Line4_2_6 | 0.0024114 | 0.014222 | 0.012028 | 0.0024114 | 0.014222 | 0.012028 | 0.0005569 | 0.0032844 | 0.0027777 | 0.0005569 | 0.0032844 | 0.0027777 | -0.00053706 | -0.0016349 | 0.0013577 | 0.00053717 | 0.0016388 | -0.0013549 | -0.00014837 | 0.00018263 | -0.00028838 | 0.00014849 | -0.00017858 | 0.00029127 | 164.6059 | 7.0373 | -168.5752 | -15.3941 | -172.9627 | 11.4248 | 1.0005 | 0.50088 | 0.49969 | 1.0008 | 0.50192 | 0.49893 | 0.049229 | -179.3365 | 179.4334 | 0.057698 | -179.1817 | 179.2926
Line5_6_7 | 0.0024114 | 0.014222 | 0.012028 | 0.0024114 | 0.014222 | 0.012028 | 0.0005569 | 0.0032844 | 0.0027777 | 0.0005569 | 0.0032844 | 0.0027777 | -0.00053717 | -0.0016388 | 0.0013549 | 0.00053729 | 0.0016427 | -0.0013522 | -0.00014849 | 0.00017858 | -0.00029127 | 0.0001486 | -0.00017454 | 0.00029416 | 164.6059 | 7.0373 | -168.5753 | -15.3941 | -172.9627 | 11.4247 | 1.0008 | 0.50192 | 0.49893 | 1.001 | 0.50297 | 0.49817 | 0.057698 | -179.1817 | 179.2926 | 0.066162 | -179.0277 | 179.1513
Line6_7_8 | 0 | 0 | 0 | 0 | 0 | 0 | 0 | 0 | 0 | 0 | 0 | 0 | 1.1111e-11 | -6.4495e-11 | -8.0033e-11 | -1.1111e-11 | 6.4495e-11 | 8.0033e-11 | -1.2715e-11 | 4.7438e-09 | -4.7046e-09 | 1.2715e-11 | -4.7438e-09 | 4.7046e-09 | 0 | 0 | 0 | 0 | 0 | 0 | 1.001 | 0.50297 | 0.49817 | 1.001 | 0.50297 | 0.49817 | 0.066162 | -179.0277 | 179.1513 | 0.066162 | -179.0277 | 179.1513
Line7_8_9 | 0 | 0 | 0 | 0 | 0 | 0 | 0 | 0 | 0 | 0 | 0 | 0 | 3.7038e-12 | -2.1498e-11 | -2.6678e-11 | -3.7037e-12 | 2.1498e-11 | 2.6678e-11 | -4.2382e-12 | 1.5813e-09 | -1.5682e-09 | 4.2382e-12 | -1.5813e-09 | 1.5682e-09 | 0 | 0 | 0 | 0 | 0 | 0 | 1.001 | 0.50297 | 0.49817 | 1.001 | 0.50297 | 0.49817 | 0.066162 | -179.0277 | 179.1513 | 0.066162 | -179.0277 | 179.1513
Line8_8_10 | 0 | 0 | 0 | 0 | 0 | 0 | 0 | 0 | 0 | 0 | 0 | 0 | 3.7038e-12 | -2.1498e-11 | -2.6678e-11 | -3.7037e-12 | 2.1498e-11 | 2.6678e-11 | -4.2383e-12 | 1.5813e-09 | -1.5682e-09 | 4.2383e-12 | -1.5813e-09 | 1.5682e-09 | 0 | 0 | 0 | 0 | 0 | 0 | 1.001 | 0.50297 | 0.49817 | 1.001 | 0.50297 | 0.49817 | 0.066162 | -179.0277 | 179.1513 | 0.066162 | -179.0277 | 179.1513
Line9_3_11 | 0.002397 | 0.014177 | 0.011994 | 0.002397 | 0.014177 | 0.011994 | 0.00055356 | 0.003274 | 0.0027699 | 0.00055356 | 0.003274 | 0.0027699 | -0.00053445 | -0.0016293 | 0.0013534 | 0.00053456 | 0.0016332 | -0.0013507 | -0.00014526 | 0.00018573 | -0.0002898 | 0.00014537 | -0.00018171 | 0.00029268 | 164.8444 | 7.1665 | -168.4804 | -15.1556 | -172.8335 | 11.5196 | 1.0005 | 0.50088 | 0.49969 | 1.0008 | 0.50191 | 0.49893 | 0.049237 | -179.3367 | 179.4337 | 0.057714 | -179.1822 | 179.2931

## LL_min_10
name | pf_ikss_a_from_ka | pf_ikss_b_from_ka | pf_ikss_c_from_ka | pf_ikss_a_to_ka | pf_ikss_b_to_ka | pf_ikss_c_to_ka | pf_skss_a_from_mw | pf_skss_b_from_mw | pf_skss_c_from_mw | pf_skss_a_to_mw | pf_skss_b_to_mw | pf_skss_c_to_mw | pf_p_a_from_mw | pf_p_b_from_mw | pf_p_c_from_mw | pf_p_a_to_mw | pf_p_b_to_mw | pf_p_c_to_mw | pf_q_a_from_mvar | pf_q_b_from_mvar | pf_q_c_from_mvar | pf_q_a_to_mvar | pf_q_b_to_mvar | pf_q_c_to_mvar | pf_ikss_a_from_degree | pf_ikss_b_from_degree | pf_ikss_c_from_degree | pf_ikss_a_to_degree | pf_ikss_b_to_degree | pf_ikss_c_to_degree | pf_vm_a_from_pu | pf_vm_b_from_pu | pf_vm_c_from_pu | pf_vm_a_to_pu | pf_vm_b_to_pu | pf_vm_c_to_pu | pf_va_a_from_degree | pf_va_b_from_degree | pf_va_c_from_degree | pf_va_a_to_degree | pf_va_b_to_degree | pf_va_c_to_degree
Line0_1_2 | 0.0024114 | 0.014222 | 0.012028 | 0.0024114 | 0.014222 | 0.012028 | 0.0005569 | 0.0032844 | 0.0027777 | 0.0005569 | 0.0032844 | 0.0027777 | -0.00053695 | -0.001631 | 0.0013605 | 0.00053706 | 0.0016349 | -0.0013577 | -0.00014825 | 0.00018667 | -0.00028548 | 0.00014837 | -0.00018263 | 0.00028838 | 164.6059 | 7.0374 | -168.5752 | -15.3941 | -172.9626 | 11.4248 | 1.0003 | 0.49985 | 0.50045 | 1.0005 | 0.50088 | 0.49969 | 0.040757 | -179.4918 | 179.5739 | 0.049229 | -179.3365 | 179.4334
Line10_11_12 | 0.002397 | 0.014177 | 0.011994 | 0.002397 | 0.014177 | 0.011994 | 0.00055356 | 0.003274 | 0.0027699 | 0.00055356 | 0.003274 | 0.0027699 | -0.00053456 | -0.0016332 | 0.0013507 | 0.00053467 | 0.001637 | -0.0013479 | -0.00014537 | 0.00018171 | -0.00029268 | 0.00014549 | -0.00017769 | 0.00029556 | 164.8444 | 7.1664 | -168.4804 | -15.1556 | -172.8336 | 11.5196 | 1.0008 | 0.50191 | 0.49893 | 1.001 | 0.50295 | 0.49818 | 0.057714 | -179.1822 | 179.2931 | 0.066186 | -179.0283 | 179.152
Line11_12_13 | 0.002397 | 0.014177 | 0.011994 | 0.002397 | 0.014177 | 0.011994 | 0.00055356 | 0.003274 | 0.0027699 | 0.00055356 | 0.003274 | 0.0027699 | -0.00053467 | -0.001637 | 0.0013479 | 0.00053478 | 0.0016409 | -0.0013451 | -0.00014549 | 0.00017769 | -0.00029555 | 0.0001456 | -0.00017367 | 0.00029843 | 164.8444 | 7.1664 | -168.4805 | -15.1556 | -172.8336 | 11.5195 | 1.001 | 0.50295 | 0.49818 | 1.0012 | 0.50399 | 0.49743 | 0.066186 | -179.0283 | 179.152 | 0.074654 | -178.8751 | 179.0106
Line12_13_15 | 0 | 0 | 0 | 0 | 0 | 0 | 0 | 0 | 0 | 0 | 0 | 0 | 1.3764e-11 | -7.1608e-11 | -9.5478e-11 | -1.3764e-11 | 7.1608e-11 | 9.5478e-11 | -1.4351e-11 | 4.7458e-09 | -4.6907e-09 | 1.4351e-11 | -4.7458e-09 | 4.6907e-09 | 0 | 0 | 0 | 0 | 0 | 0 | 1.0012 | 0.50399 | 0.49743 | 1.0012 | 0.50399 | 0.49743 | 0.074654 | -178.8751 | 179.0106 | 0.074654 | -178.8751 | 179.0106
Line13_13_14 | 0.002397 | 0.014177 | 0.011994 | 0.002397 | 0.014177 | 0.011994 | 0.00055356 | 0.003274 | 0.0027699 | 0.00055356 | 0.003274 | 0.0027699 | -0.00053478 | -0.0016409 | 0.0013451 | 0.00053489 | 0.0016448 | -0.0013424 | -0.0001456 | 0.00017366 | -0.00029843 | 0.00014572 | -0.00016964 | 0.0003013 | 164.8444 | 7.1662 | -168.4807 | -15.1556 | -172.8338 | 11.5193 | 1.0012 | 0.50399 | 0.49743 | 1.0015 | 0.50503 | 0.49668 | 0.074654 | -178.8751 | 179.0106 | 0.083118 | -178.7225 | 178.8687
Line14_15_16 | 0 | 0 | 0 | 0 | 0 | 0 | 0 | 0 | 0 | 0 | 0 | 0 | 9.176e-12 | -4.7739e-11 | -6.3652e-11 | -9.176e-12 | 4.7738e-11 | 6.3652e-11 | -9.5669e-12 | 3.1639e-09 | -3.1271e-09 | 9.567e-12 | -3.1639e-09 | 3.1271e-09 | 0 | 0 | 0 | 0 | 0 | 0 | 1.0012 | 0.50399 | 0.49743 | 1.0012 | 0.50399 | 0.49743 | 0.074654 | -178.8751 | 179.0106 | 0.074654 | -178.8751 | 179.0106
Line15_16_17 | 0 | 0 | 0 | 0 | 0 | 0 | 0 | 0 | 0 | 0 | 0 | 0 | 4.5881e-12 | -2.3869e-11 | -3.1826e-11 | -4.5881e-12 | 2.3869e-11 | 3.1826e-11 | -4.7834e-12 | 1.5819e-09 | -1.5636e-09 | 4.7835e-12 | -1.5819e-09 | 1.5636e-09 | 0 | 0 | 0 | 0 | 0 | 0 | 1.0012 | 0.50399 | 0.49743 | 1.0012 | 0.50399 | 0.49743 | 0.074654 | -178.8751 | 179.0106 | 0.074654 | -178.8751 | 179.0106
Line16_4_18 | 0 | 0 | 0 | 0 | 0 | 0 | 0 | 0 | 0 | 0 | 0 | 0 | 1.8825e-12 | -1.6731e-11 | -1.6235e-11 | -1.8825e-12 | 1.6731e-11 | 1.6235e-11 | -3.1514e-12 | 1.5798e-09 | -1.5776e-09 | 3.1515e-12 | -1.5798e-09 | 1.5776e-09 | 0 | 0 | 0 | 0 | 0 | 0 | 1.0005 | 0.50089 | 0.49968 | 1.0005 | 0.50089 | 0.49968 | 0.04922 | -179.3362 | 179.4332 | 0.04922 | -179.3362 | 179.4332
Line17_5_19 | 0 | 0 | 0 | 0 | 0 | 0 | 0 | 0 | 0 | 0 | 0 | 0 | 9.6104e-13 | -1.4324e-11 | -1.0969e-11 | -9.6119e-13 | 1.4324e-11 | 1.0969e-11 | -2.609e-12 | 1.579e-09 | -1.5823e-09 | 2.609e-12 | -1.579e-09 | 1.5823e-09 | 0 | 0 | 0 | 0 | 0 | 0 | 1.0003 | 0.49985 | 0.50045 | 1.0003 | 0.49985 | 0.50045 | 0.040757 | -179.4918 | 179.5739 | 0.040757 | -179.4918 | 179.5739
Line1_1_3 | 0.002397 | 0.014177 | 0.011994 | 0.002397 | 0.014177 | 0.011994 | 0.00055356 | 0.003274 | 0.0027699 | 0.00055356 | 0.003274 | 0.0027699 | -0.00053434 | -0.0016255 | 0.0013562 | 0.00053445 | 0.0016293 | -0.0013534 | -0.00014514 | 0.00018975 | -0.00028693 | 0.00014526 | -0.00018573 | 0.0002898 | 164.8444 | 7.1666 | -168.4803 | -15.1556 | -172.8334 | 11.5197 | 1.0003 | 0.49985 | 0.50045 | 1.0005 | 0.50088 | 0.49969 | 0.040757 | -179.4918 | 179.5739 | 0.049237 | -179.3367 | 179.4337
Line2_1_4 | 0.002426 | 0.014267 | 0.012062 | 0.002426 | 0.014267 | 0.012062 | 0.00056026 | 0.0032948 | 0.0027856 | 0.00056026 | 0.0032948 | 0.0027856 | -0.00053957 | -0.0016366 | 0.0013648 | 0.00053968 | 0.0016405 | -0.001362 | -0.00015141 | 0.00018355 | -0.00028402 | 0.00015153 | -0.00017948 | 0.00028693 | 164.366 | 6.9073 | -168.6706 | -15.634 | -173.0927 | 11.3294 | 1.0003 | 0.49985 | 0.50045 | 1.0005 | 0.50089 | 0.49968 | 0.040757 | -179.4918 | 179.5739 | 0.04922 | -179.3362 | 179.4332
Line3_1_5 | 0 | 0 | 0 | 0 | 0 | 0 | 0 | 0 | 0 | 0 | 0 | 0 | 1.9222e-12 | -2.8648e-11 | -2.1939e-11 | -1.9223e-12 | 2.8648e-11 | 2.1939e-11 | -5.218e-12 | 3.1581e-09 | -3.1645e-09 | 5.2179e-12 | -3.1581e-09 | 3.1645e-09 | 0 | 0 | 0 | 0 | 0 | 0 | 1.0003 | 0.49985 | 0.50045 | 1.0003 | 0.49985 | 0.50045 | 0.040757 | -179.4918 | 179.5739 | 0.040757 | -179.4918 | 179.5739
Line4_2_6 | 0.0024114 | 0.014222 | 0.012028 | 0.0024114 | 0.014222 | 0.012028 | 0.0005569 | 0.0032844 | 0.0027777 | 0.0005569 | 0.0032844 | 0.0027777 | -0.00053706 | -0.0016349 | 0.0013577 | 0.00053717 | 0.0016388 | -0.0013549 | -0.00014837 | 0.00018263 | -0.00028838 | 0.00014849 | -0.00017858 | 0.00029127 | 164.6059 | 7.0373 | -168.5752 | -15.3941 | -172.9627 | 11.4248 | 1.0005 | 0.50088 | 0.49969 | 1.0008 | 0.50192 | 0.49893 | 0.049229 | -179.3365 | 179.4334 | 0.057698 | -179.1817 | 179.2926
Line5_6_7 | 0.0024114 | 0.014222 | 0.012028 | 0.0024114 | 0.014222 | 0.012028 | 0.0005569 | 0.0032844 | 0.0027777 | 0.0005569 | 0.0032844 | 0.0027777 | -0.00053717 | -0.0016388 | 0.0013549 | 0.00053729 | 0.0016427 | -0.0013522 | -0.00014849 | 0.00017858 | -0.00029127 | 0.0001486 | -0.00017454 | 0.00029416 | 164.6059 | 7.0373 | -168.5753 | -15.3941 | -172.9627 | 11.4247 | 1.0008 | 0.50192 | 0.49893 | 1.001 | 0.50297 | 0.49817 | 0.057698 | -179.1817 | 179.2926 | 0.066162 | -179.0277 | 179.1513
Line6_7_8 | 0 | 0 | 0 | 0 | 0 | 0 | 0 | 0 | 0 | 0 | 0 | 0 | 1.1111e-11 | -6.4495e-11 | -8.0033e-11 | -1.1111e-11 | 6.4495e-11 | 8.0033e-11 | -1.2715e-11 | 4.7438e-09 | -4.7046e-09 | 1.2715e-11 | -4.7438e-09 | 4.7046e-09 | 0 | 0 | 0 | 0 | 0 | 0 | 1.001 | 0.50297 | 0.49817 | 1.001 | 0.50297 | 0.49817 | 0.066162 | -179.0277 | 179.1513 | 0.066162 | -179.0277 | 179.1513
Line7_8_9 | 0 | 0 | 0 | 0 | 0 | 0 | 0 | 0 | 0 | 0 | 0 | 0 | 3.7038e-12 | -2.1498e-11 | -2.6678e-11 | -3.7037e-12 | 2.1498e-11 | 2.6678e-11 | -4.2382e-12 | 1.5813e-09 | -1.5682e-09 | 4.2382e-12 | -1.5813e-09 | 1.5682e-09 | 0 | 0 | 0 | 0 | 0 | 0 | 1.001 | 0.50297 | 0.49817 | 1.001 | 0.50297 | 0.49817 | 0.066162 | -179.0277 | 179.1513 | 0.066162 | -179.0277 | 179.1513
Line8_8_10 | 0 | 0 | 0 | 0 | 0 | 0 | 0 | 0 | 0 | 0 | 0 | 0 | 3.7038e-12 | -2.1498e-11 | -2.6678e-11 | -3.7037e-12 | 2.1498e-11 | 2.6678e-11 | -4.2383e-12 | 1.5813e-09 | -1.5682e-09 | 4.2383e-12 | -1.5813e-09 | 1.5682e-09 | 0 | 0 | 0 | 0 | 0 | 0 | 1.001 | 0.50297 | 0.49817 | 1.001 | 0.50297 | 0.49817 | 0.066162 | -179.0277 | 179.1513 | 0.066162 | -179.0277 | 179.1513
Line9_3_11 | 0.002397 | 0.014177 | 0.011994 | 0.002397 | 0.014177 | 0.011994 | 0.00055356 | 0.003274 | 0.0027699 | 0.00055356 | 0.003274 | 0.0027699 | -0.00053445 | -0.0016293 | 0.0013534 | 0.00053456 | 0.0016332 | -0.0013507 | -0.00014526 | 0.00018573 | -0.0002898 | 0.00014537 | -0.00018171 | 0.00029268 | 164.8444 | 7.1665 | -168.4804 | -15.1556 | -172.8335 | 11.5196 | 1.0005 | 0.50088 | 0.49969 | 1.0008 | 0.50191 | 0.49893 | 0.049237 | -179.3367 | 179.4337 | 0.057714 | -179.1822 | 179.2931

## LL_min_fault_6
name | pf_ikss_a_from_ka | pf_ikss_b_from_ka | pf_ikss_c_from_ka | pf_ikss_a_to_ka | pf_ikss_b_to_ka | pf_ikss_c_to_ka | pf_skss_a_from_mw | pf_skss_b_from_mw | pf_skss_c_from_mw | pf_skss_a_to_mw | pf_skss_b_to_mw | pf_skss_c_to_mw | pf_p_a_from_mw | pf_p_b_from_mw | pf_p_c_from_mw | pf_p_a_to_mw | pf_p_b_to_mw | pf_p_c_to_mw | pf_q_a_from_mvar | pf_q_b_from_mvar | pf_q_c_from_mvar | pf_q_a_to_mvar | pf_q_b_to_mvar | pf_q_c_to_mvar | pf_ikss_a_from_degree | pf_ikss_b_from_degree | pf_ikss_c_from_degree | pf_ikss_a_to_degree | pf_ikss_b_to_degree | pf_ikss_c_to_degree | pf_vm_a_from_pu | pf_vm_b_from_pu | pf_vm_c_from_pu | pf_vm_a_to_pu | pf_vm_b_to_pu | pf_vm_c_to_pu | pf_va_a_from_degree | pf_va_b_from_degree | pf_va_c_from_degree | pf_va_a_to_degree | pf_va_b_to_degree | pf_va_c_to_degree
Line0_1_2 | 8.2963e-05 | 0.00048929 | 0.00041381 | 8.2963e-05 | 0.00048929 | 0.00041381 | 1.916e-05 | 0.000113 | 9.5566e-05 | 1.916e-05 | 0.000113 | 9.5566e-05 | -1.7682e-05 | -0.00010877 | -3.1284e-05 | 1.7682e-05 | 0.00010878 | 3.1287e-05 | 7.3769e-06 | -2.5772e-05 | -8.7325e-05 | -7.3767e-06 | 2.5777e-05 | 8.7328e-05 | -157.3532 | 45.0783 | -130.5342 | 22.6468 | -134.9217 | 49.4658 | 0.99999 | 0.98929 | 0.97063 | 1 | 0.98934 | 0.97068 | 0.0014224 | -121.5923 | 119.7559 | 0.0019544 | -121.5904 | 119.7547
Line10_11_12 | 8.2466e-05 | 0.00048775 | 0.00041265 | 8.2466e-05 | 0.00048775 | 0.00041265 | 1.9045e-05 | 0.00011264 | 9.5297e-05 | 1.9045e-05 | 0.00011264 | 9.5297e-05 | -1.7546e-05 | -0.0001085 | -3.1346e-05 | 1.7546e-05 | 0.0001085 | 3.135e-05 | 7.4055e-06 | -2.5456e-05 | -8.7034e-05 | -7.4053e-06 | 2.5461e-05 | 8.7038e-05 | -157.1147 | 45.2074 | -130.4395 | 22.8853 | -134.7926 | 49.5605 | 1 | 0.98939 | 0.97072 | 1 | 0.98944 | 0.97077 | 0.0024818 | -121.5886 | 119.7535 | 0.0030116 | -121.5868 | 119.7523
Line11_12_13 | 8.2466e-05 | 0.00048775 | 0.00041265 | 8.2466e-05 | 0.00048775 | 0.00041265 | 1.9045e-05 | 0.00011264 | 9.5297e-05 | 1.9045e-05 | 0.00011264 | 9.5297e-05 | -1.7546e-05 | -0.0001085 | -3.1349e-05 | 1.7546e-05 | 0.00010851 | 3.1353e-05 | 7.4053e-06 | -2.5461e-05 | -8.7038e-05 | -7.4052e-06 | 2.5466e-05 | 8.7041e-05 | -157.1147 | 45.2073 | -130.4395 | 22.8853 | -134.7927 | 49.5605 | 1 | 0.98944 | 0.97077 | 1 | 0.98949 | 0.97081 | 0.0030116 | -121.5868 | 119.7523 | 0.0035413 | -121.5849 | 119.7512
Line12_13_15 | 0 | 0 | 0 | 0 | 0 | 0 | 0 | 0 | 0 | 0 | 0 | 0 | 6.7785e-14 | -1.1025e-10 | -3.1159e-10 | -6.7787e-14 | 1.1025e-10 | 3.1159e-10 | -6.7988e-13 | 3.0104e-10 | 4.6381e-11 | 6.7988e-13 | -3.0104e-10 | -4.6381e-11 | 0 | 0 | 0 | 0 | 0 | 0 | 1 | 0.98949 | 0.97081 | 1 | 0.98949 | 0.97081 | 0.0035413 | -121.5849 | 119.7512 | 0.0035413 | -121.5849 | 119.7512
Line13_13_14 | 8.2466e-05 | 0.00048774 | 0.00041265 | 8.2466e-05 | 0.00048774 | 0.00041265 | 1.9045e-05 | 0.00011264 | 9.5297e-05 | 1.9045e-05 | 0.00011264 | 9.5297e-05 | -1.7546e-05 | -0.00010851 | -3.1352e-05 | 1.7546e-05 | 0.00010851 | 3.1356e-05 | 7.4052e-06 | -2.5466e-05 | -8.7041e-05 | -7.4051e-06 | 2.5471e-05 | 8.7045e-05 | -157.1147 | 45.2071 | -130.4398 | 22.8853 | -134.7929 | 49.5602 | 1 | 0.98949 | 0.97081 | 1 | 0.98954 | 0.97086 | 0.0035413 | -121.5849 | 119.7512 | 0.004071 | -121.5831 | 119.75
Line14_15_16 | 0 | 0 | 0 | 0 | 0 | 0 | 0 | 0 | 0 | 0 | 0 | 0 | 4.5187e-14 | -7.3499e-11 | -2.0773e-10 | -4.5184e-14 | 7.3499e-11 | 2.0773e-10 | -4.5325e-13 | 2.007e-10 | 3.0921e-11 | 4.5325e-13 | -2.007e-10 | -3.0921e-11 | 0 | 0 | 0 | 0 | 0 | 0 | 1 | 0.98949 | 0.97081 | 1 | 0.98949 | 0.97081 | 0.0035413 | -121.5849 | 119.7512 | 0.0035413 | -121.5849 | 119.7512
Line15_16_17 | 0 | 0 | 0 | 0 | 0 | 0 | 0 | 0 | 0 | 0 | 0 | 0 | 2.2592e-14 | -3.6749e-11 | -1.0386e-10 | -2.2592e-14 | 3.6749e-11 | 1.0386e-10 | -2.2663e-13 | 1.0035e-10 | 1.546e-11 | 2.2663e-13 | -1.0035e-10 | -1.546e-11 | 0 | 0 | 0 | 0 | 0 | 0 | 1 | 0.98949 | 0.97081 | 1 | 0.98949 | 0.97081 | 0.0035413 | -121.5849 | 119.7512 | 0.0035413 | -121.5849 | 119.7512
Line16_4_18 | 0 | 0 | 0 | 0 | 0 | 0 | 0 | 0 | 0 | 0 | 0 | 0 | -1.5902e-14 | -3.7267e-11 | -1.0433e-10 | 1.5904e-14 | 3.7267e-11 | 1.0433e-10 | -1.2523e-13 | 1.0068e-10 | 1.5237e-11 | 1.2523e-13 | -1.0068e-10 | -1.5237e-11 | 0 | 0 | 0 | 0 | 0 | 0 | 1 | 0.98934 | 0.97068 | 1 | 0.98934 | 0.97068 | 0.0019568 | -121.5904 | 119.7547 | 0.0019568 | -121.5904 | 119.7547
Line17_5_19 | 0 | 0 | 0 | 0 | 0 | 0 | 0 | 0 | 0 | 0 | 0 | 0 | -2.9321e-14 | -3.7442e-11 | -1.0449e-10 | 2.9322e-14 | 3.7442e-11 | 1.0449e-10 | -9.1022e-14 | 1.008e-10 | 1.5162e-11 | 9.1017e-14 | -1.008e-10 | -1.5162e-11 | 0 | 0 | 0 | 0 | 0 | 0 | 0.99999 | 0.98929 | 0.97063 | 0.99999 | 0.98929 | 0.97063 | 0.0014224 | -121.5923 | 119.7559 | 0.0014224 | -121.5923 | 119.7559
Line1_1_3 | 8.2466e-05 | 0.00048775 | 0.00041265 | 8.2466e-05 | 0.00048775 | 0.00041265 | 1.9045e-05 | 0.00011264 | 9.5297e-05 | 1.9045e-05 | 0.00011264 | 9.5297e-05 | -1.7546e-05 | -0.00010849 | -3.134e-05 | 1.7546e-05 | 0.00010849 | 3.1343e-05 | 7.4057e-06 | -2.5446e-05 | -8.7028e-05 | -7.4056e-06 | 2.5451e-05 | 8.7031e-05 | -157.1147 | 45.2075 | -130.4394 | 22.8853 | -134.7925 | 49.5606 | 0.99999 | 0.98929 | 0.97063 | 1 | 0.98934 | 0.97068 | 0.0014224 | -121.5923 | 119.7559 | 0.0019521 | -121.5904 | 119.7547
Line2_1_4 | 8.3464e-05 | 0.00049083 | 0.00041498 | 8.3464e-05 | 0.00049083 | 0.00041498 | 1.9275e-05 | 0.00011335 | 9.5836e-05 | 1.9275e-05 | 0.00011335 | 9.5836e-05 | -1.782e-05 | -0.00010906 | -3.1226e-05 | 1.782e-05 | 0.00010906 | 3.1229e-05 | 7.3469e-06 | -2.6101e-05 | -8.7624e-05 | -7.3468e-06 | 2.6106e-05 | 8.7627e-05 | -157.5931 | 44.9483 | -130.6297 | 22.4069 | -135.0517 | 49.3703 | 0.99999 | 0.98929 | 0.97063 | 1 | 0.98934 | 0.97068 | 0.0014224 | -121.5923 | 119.7559 | 0.0019568 | -121.5904 | 119.7547
Line3_1_5 | 0 | 0 | 0 | 0 | 0 | 0 | 0 | 0 | 0 | 0 | 0 | 0 | -5.8651e-14 | -7.4884e-11 | -2.0898e-10 | 5.865e-14 | 7.4884e-11 | 2.0898e-10 | -1.8204e-13 | 2.0159e-10 | 3.0323e-11 | 1.8203e-13 | -2.0159e-10 | -3.0323e-11 | 0 | 0 | 0 | 0 | 0 | 0 | 0.99999 | 0.98929 | 0.97063 | 0.99999 | 0.98929 | 0.97063 | 0.0014224 | -121.5923 | 119.7559 | 0.0014224 | -121.5923 | 119.7559
Line4_2_6 | 8.2963e-05 | 0.00048929 | 0.00041381 | 8.2963e-05 | 0.00048929 | 0.00041381 | 1.916e-05 | 0.000113 | 9.5566e-05 | 1.916e-05 | 0.000113 | 9.5566e-05 | -1.7682e-05 | -0.00010878 | -3.1287e-05 | 1.7683e-05 | 0.00010878 | 3.129e-05 | 7.3767e-06 | -2.5777e-05 | -8.7328e-05 | -7.3766e-06 | 2.5782e-05 | 8.7332e-05 | -157.3532 | 45.0783 | -130.5343 | 22.6468 | -134.9217 | 49.4657 | 1 | 0.98934 | 0.97068 | 1 | 0.98939 | 0.97072 | 0.0019544 | -121.5904 | 119.7547 | 0.0024865 | -121.5886 | 119.7535
Line5_6_7 | 8.2963e-05 | 0.00048929 | 0.00041381 | 8.2963e-05 | 0.00048929 | 0.00041381 | 1.916e-05 | 0.000113 | 9.5566e-05 | 1.916e-05 | 0.000113 | 9.5566e-05 | -1.7683e-05 | -0.00010878 | -3.129e-05 | 1.7683e-05 | 0.00010879 | 3.1293e-05 | 7.3766e-06 | -2.5782e-05 | -8.7332e-05 | -7.3765e-06 | 2.5787e-05 | 8.7335e-05 | -157.3532 | 45.0782 | -130.5344 | 22.6468 | -134.9218 | 49.4656 | 1 | 0.98939 | 0.97072 | 1 | 0.98944 | 0.97077 | 0.0024865 | -121.5886 | 119.7535 | 0.0030186 | -121.5868 | 119.7523
Line6_7_8 | 0 | 0 | 0 | 0 | 0 | 0 | 0 | 0 | 0 | 0 | 0 | 0 | 3.0826e-14 | -1.1076e-10 | -3.1206e-10 | -3.0827e-14 | 1.1076e-10 | 3.1206e-10 | -5.7952e-13 | 3.0138e-10 | 4.6161e-11 | 5.7952e-13 | -3.0138e-10 | -4.6161e-11 | 0 | 0 | 0 | 0 | 0 | 0 | 1 | 0.98944 | 0.97077 | 1 | 0.98944 | 0.97077 | 0.0030186 | -121.5868 | 119.7523 | 0.0030186 | -121.5868 | 119.7523
Line7_8_9 | 0 | 0 | 0 | 0 | 0 | 0 | 0 | 0 | 0 | 0 | 0 | 0 | 1.0274e-14 | -3.692e-11 | -1.0402e-10 | -1.0273e-14 | 3.692e-11 | 1.0402e-10 | -1.9317e-13 | 1.0046e-10 | 1.5387e-11 | 1.9317e-13 | -1.0046e-10 | -1.5387e-11 | 0 | 0 | 0 | 0 | 0 | 0 | 1 | 0.98944 | 0.97077 | 1 | 0.98944 | 0.97077 | 0.0030186 | -121.5868 | 119.7523 | 0.0030186 | -121.5868 | 119.7523
Line8_8_10 | 0 | 0 | 0 | 0 | 0 | 0 | 0 | 0 | 0 | 0 | 0 | 0 | 1.027e-14 | -3.692e-11 | -1.0402e-10 | -1.0273e-14 | 3.692e-11 | 1.0402e-10 | -1.9317e-13 | 1.0046e-10 | 1.5387e-11 | 1.9317e-13 | -1.0046e-10 | -1.5387e-11 | 0 | 0 | 0 | 0 | 0 | 0 | 1 | 0.98944 | 0.97077 | 1 | 0.98944 | 0.97077 | 0.0030186 | -121.5868 | 119.7523 | 0.0030186 | -121.5868 | 119.7523
Line9_3_11 | 8.2466e-05 | 0.00048775 | 0.00041265 | 8.2466e-05 | 0.00048775 | 0.00041265 | 1.9045e-05 | 0.00011264 | 9.5297e-05 | 1.9045e-05 | 0.00011264 | 9.5297e-05 | -1.7546e-05 | -0.00010849 | -3.1343e-05 | 1.7546e-05 | 0.0001085 | 3.1346e-05 | 7.4056e-06 | -2.5451e-05 | -8.7031e-05 | -7.4055e-06 | 2.5456e-05 | 8.7034e-05 | -157.1147 | 45.2074 | -130.4394 | 22.8853 | -134.7926 | 49.5606 | 1 | 0.98934 | 0.97068 | 1 | 0.98939 | 0.97072 | 0.0019521 | -121.5904 | 119.7547 | 0.0024818 | -121.5886 | 119.7535

## LL_min_fault_10
name | pf_ikss_a_from_ka | pf_ikss_b_from_ka | pf_ikss_c_from_ka | pf_ikss_a_to_ka | pf_ikss_b_to_ka | pf_ikss_c_to_ka | pf_skss_a_from_mw | pf_skss_b_from_mw | pf_skss_c_from_mw | pf_skss_a_to_mw | pf_skss_b_to_mw | pf_skss_c_to_mw | pf_p_a_from_mw | pf_p_b_from_mw | pf_p_c_from_mw | pf_p_a_to_mw | pf_p_b_to_mw | pf_p_c_to_mw | pf_q_a_from_mvar | pf_q_b_from_mvar | pf_q_c_from_mvar | pf_q_a_to_mvar | pf_q_b_to_mvar | pf_q_c_to_mvar | pf_ikss_a_from_degree | pf_ikss_b_from_degree | pf_ikss_c_from_degree | pf_ikss_a_to_degree | pf_ikss_b_to_degree | pf_ikss_c_to_degree | pf_vm_a_from_pu | pf_vm_b_from_pu | pf_vm_c_from_pu | pf_vm_a_to_pu | pf_vm_b_to_pu | pf_vm_c_to_pu | pf_va_a_from_degree | pf_va_b_from_degree | pf_va_c_from_degree | pf_va_a_to_degree | pf_va_b_to_degree | pf_va_c_to_degree
Line0_1_2 | 8.2963e-05 | 0.00048929 | 0.00041381 | 8.2963e-05 | 0.00048929 | 0.00041381 | 1.916e-05 | 0.000113 | 9.5566e-05 | 1.916e-05 | 0.000113 | 9.5566e-05 | -1.7682e-05 | -0.00010877 | -3.1284e-05 | 1.7682e-05 | 0.00010878 | 3.1287e-05 | 7.3769e-06 | -2.5772e-05 | -8.7325e-05 | -7.3767e-06 | 2.5777e-05 | 8.7328e-05 | -157.3532 | 45.0783 | -130.5342 | 22.6468 | -134.9217 | 49.4658 | 0.99999 | 0.98929 | 0.97063 | 1 | 0.98934 | 0.97068 | 0.0014224 | -121.5923 | 119.7559 | 0.0019544 | -121.5904 | 119.7547
Line10_11_12 | 8.2466e-05 | 0.00048775 | 0.00041265 | 8.2466e-05 | 0.00048775 | 0.00041265 | 1.9045e-05 | 0.00011264 | 9.5297e-05 | 1.9045e-05 | 0.00011264 | 9.5297e-05 | -1.7546e-05 | -0.0001085 | -3.1346e-05 | 1.7546e-05 | 0.0001085 | 3.135e-05 | 7.4055e-06 | -2.5456e-05 | -8.7034e-05 | -7.4053e-06 | 2.5461e-05 | 8.7038e-05 | -157.1147 | 45.2074 | -130.4395 | 22.8853 | -134.7926 | 49.5605 | 1 | 0.98939 | 0.97072 | 1 | 0.98944 | 0.97077 | 0.0024818 | -121.5886 | 119.7535 | 0.0030116 | -121.5868 | 119.7523
Line11_12_13 | 8.2466e-05 | 0.00048775 | 0.00041265 | 8.2466e-05 | 0.00048775 | 0.00041265 | 1.9045e-05 | 0.00011264 | 9.5297e-05 | 1.9045e-05 | 0.00011264 | 9.5297e-05 | -1.7546e-05 | -0.0001085 | -3.1349e-05 | 1.7546e-05 | 0.00010851 | 3.1353e-05 | 7.4053e-06 | -2.5461e-05 | -8.7038e-05 | -7.4052e-06 | 2.5466e-05 | 8.7041e-05 | -157.1147 | 45.2073 | -130.4395 | 22.8853 | -134.7927 | 49.5605 | 1 | 0.98944 | 0.97077 | 1 | 0.98949 | 0.97081 | 0.0030116 | -121.5868 | 119.7523 | 0.0035413 | -121.5849 | 119.7512
Line12_13_15 | 0 | 0 | 0 | 0 | 0 | 0 | 0 | 0 | 0 | 0 | 0 | 0 | 6.7785e-14 | -1.1025e-10 | -3.1159e-10 | -6.7787e-14 | 1.1025e-10 | 3.1159e-10 | -6.7988e-13 | 3.0104e-10 | 4.6381e-11 | 6.7988e-13 | -3.0104e-10 | -4.6381e-11 | 0 | 0 | 0 | 0 | 0 | 0 | 1 | 0.98949 | 0.97081 | 1 | 0.98949 | 0.97081 | 0.0035413 | -121.5849 | 119.7512 | 0.0035413 | -121.5849 | 119.7512
Line13_13_14 | 8.2466e-05 | 0.00048774 | 0.00041265 | 8.2466e-05 | 0.00048774 | 0.00041265 | 1.9045e-05 | 0.00011264 | 9.5297e-05 | 1.9045e-05 | 0.00011264 | 9.5297e-05 | -1.7546e-05 | -0.00010851 | -3.1352e-05 | 1.7546e-05 | 0.00010851 | 3.1356e-05 | 7.4052e-06 | -2.5466e-05 | -8.7041e-05 | -7.4051e-06 | 2.5471e-05 | 8.7045e-05 | -157.1147 | 45.2071 | -130.4398 | 22.8853 | -134.7929 | 49.5602 | 1 | 0.98949 | 0.97081 | 1 | 0.98954 | 0.97086 | 0.0035413 | -121.5849 | 119.7512 | 0.004071 | -121.5831 | 119.75
Line14_15_16 | 0 | 0 | 0 | 0 | 0 | 0 | 0 | 0 | 0 | 0 | 0 | 0 | 4.5187e-14 | -7.3499e-11 | -2.0773e-10 | -4.5184e-14 | 7.3499e-11 | 2.0773e-10 | -4.5325e-13 | 2.007e-10 | 3.0921e-11 | 4.5325e-13 | -2.007e-10 | -3.0921e-11 | 0 | 0 | 0 | 0 | 0 | 0 | 1 | 0.98949 | 0.97081 | 1 | 0.98949 | 0.97081 | 0.0035413 | -121.5849 | 119.7512 | 0.0035413 | -121.5849 | 119.7512
Line15_16_17 | 0 | 0 | 0 | 0 | 0 | 0 | 0 | 0 | 0 | 0 | 0 | 0 | 2.2592e-14 | -3.6749e-11 | -1.0386e-10 | -2.2592e-14 | 3.6749e-11 | 1.0386e-10 | -2.2663e-13 | 1.0035e-10 | 1.546e-11 | 2.2663e-13 | -1.0035e-10 | -1.546e-11 | 0 | 0 | 0 | 0 | 0 | 0 | 1 | 0.98949 | 0.97081 | 1 | 0.98949 | 0.97081 | 0.0035413 | -121.5849 | 119.7512 | 0.0035413 | -121.5849 | 119.7512
Line16_4_18 | 0 | 0 | 0 | 0 | 0 | 0 | 0 | 0 | 0 | 0 | 0 | 0 | -1.5902e-14 | -3.7267e-11 | -1.0433e-10 | 1.5904e-14 | 3.7267e-11 | 1.0433e-10 | -1.2523e-13 | 1.0068e-10 | 1.5237e-11 | 1.2523e-13 | -1.0068e-10 | -1.5237e-11 | 0 | 0 | 0 | 0 | 0 | 0 | 1 | 0.98934 | 0.97068 | 1 | 0.98934 | 0.97068 | 0.0019568 | -121.5904 | 119.7547 | 0.0019568 | -121.5904 | 119.7547
Line17_5_19 | 0 | 0 | 0 | 0 | 0 | 0 | 0 | 0 | 0 | 0 | 0 | 0 | -2.9321e-14 | -3.7442e-11 | -1.0449e-10 | 2.9322e-14 | 3.7442e-11 | 1.0449e-10 | -9.1022e-14 | 1.008e-10 | 1.5162e-11 | 9.1017e-14 | -1.008e-10 | -1.5162e-11 | 0 | 0 | 0 | 0 | 0 | 0 | 0.99999 | 0.98929 | 0.97063 | 0.99999 | 0.98929 | 0.97063 | 0.0014224 | -121.5923 | 119.7559 | 0.0014224 | -121.5923 | 119.7559
Line1_1_3 | 8.2466e-05 | 0.00048775 | 0.00041265 | 8.2466e-05 | 0.00048775 | 0.00041265 | 1.9045e-05 | 0.00011264 | 9.5297e-05 | 1.9045e-05 | 0.00011264 | 9.5297e-05 | -1.7546e-05 | -0.00010849 | -3.134e-05 | 1.7546e-05 | 0.00010849 | 3.1343e-05 | 7.4057e-06 | -2.5446e-05 | -8.7028e-05 | -7.4056e-06 | 2.5451e-05 | 8.7031e-05 | -157.1147 | 45.2075 | -130.4394 | 22.8853 | -134.7925 | 49.5606 | 0.99999 | 0.98929 | 0.97063 | 1 | 0.98934 | 0.97068 | 0.0014224 | -121.5923 | 119.7559 | 0.0019521 | -121.5904 | 119.7547
Line2_1_4 | 8.3464e-05 | 0.00049083 | 0.00041498 | 8.3464e-05 | 0.00049083 | 0.00041498 | 1.9275e-05 | 0.00011335 | 9.5836e-05 | 1.9275e-05 | 0.00011335 | 9.5836e-05 | -1.782e-05 | -0.00010906 | -3.1226e-05 | 1.782e-05 | 0.00010906 | 3.1229e-05 | 7.3469e-06 | -2.6101e-05 | -8.7624e-05 | -7.3468e-06 | 2.6106e-05 | 8.7627e-05 | -157.5931 | 44.9483 | -130.6297 | 22.4069 | -135.0517 | 49.3703 | 0.99999 | 0.98929 | 0.97063 | 1 | 0.98934 | 0.97068 | 0.0014224 | -121.5923 | 119.7559 | 0.0019568 | -121.5904 | 119.7547
Line3_1_5 | 0 | 0 | 0 | 0 | 0 | 0 | 0 | 0 | 0 | 0 | 0 | 0 | -5.8651e-14 | -7.4884e-11 | -2.0898e-10 | 5.865e-14 | 7.4884e-11 | 2.0898e-10 | -1.8204e-13 | 2.0159e-10 | 3.0323e-11 | 1.8203e-13 | -2.0159e-10 | -3.0323e-11 | 0 | 0 | 0 | 0 | 0 | 0 | 0.99999 | 0.98929 | 0.97063 | 0.99999 | 0.98929 | 0.97063 | 0.0014224 | -121.5923 | 119.7559 | 0.0014224 | -121.5923 | 119.7559
Line4_2_6 | 8.2963e-05 | 0.00048929 | 0.00041381 | 8.2963e-05 | 0.00048929 | 0.00041381 | 1.916e-05 | 0.000113 | 9.5566e-05 | 1.916e-05 | 0.000113 | 9.5566e-05 | -1.7682e-05 | -0.00010878 | -3.1287e-05 | 1.7683e-05 | 0.00010878 | 3.129e-05 | 7.3767e-06 | -2.5777e-05 | -8.7328e-05 | -7.3766e-06 | 2.5782e-05 | 8.7332e-05 | -157.3532 | 45.0783 | -130.5343 | 22.6468 | -134.9217 | 49.4657 | 1 | 0.98934 | 0.97068 | 1 | 0.98939 | 0.97072 | 0.0019544 | -121.5904 | 119.7547 | 0.0024865 | -121.5886 | 119.7535
Line5_6_7 | 8.2963e-05 | 0.00048929 | 0.00041381 | 8.2963e-05 | 0.00048929 | 0.00041381 | 1.916e-05 | 0.000113 | 9.5566e-05 | 1.916e-05 | 0.000113 | 9.5566e-05 | -1.7683e-05 | -0.00010878 | -3.129e-05 | 1.7683e-05 | 0.00010879 | 3.1293e-05 | 7.3766e-06 | -2.5782e-05 | -8.7332e-05 | -7.3765e-06 | 2.5787e-05 | 8.7335e-05 | -157.3532 | 45.0782 | -130.5344 | 22.6468 | -134.9218 | 49.4656 | 1 | 0.98939 | 0.97072 | 1 | 0.98944 | 0.97077 | 0.0024865 | -121.5886 | 119.7535 | 0.0030186 | -121.5868 | 119.7523
Line6_7_8 | 0 | 0 | 0 | 0 | 0 | 0 | 0 | 0 | 0 | 0 | 0 | 0 | 3.0826e-14 | -1.1076e-10 | -3.1206e-10 | -3.0827e-14 | 1.1076e-10 | 3.1206e-10 | -5.7952e-13 | 3.0138e-10 | 4.6161e-11 | 5.7952e-13 | -3.0138e-10 | -4.6161e-11 | 0 | 0 | 0 | 0 | 0 | 0 | 1 | 0.98944 | 0.97077 | 1 | 0.98944 | 0.97077 | 0.0030186 | -121.5868 | 119.7523 | 0.0030186 | -121.5868 | 119.7523
Line7_8_9 | 0 | 0 | 0 | 0 | 0 | 0 | 0 | 0 | 0 | 0 | 0 | 0 | 1.0274e-14 | -3.692e-11 | -1.0402e-10 | -1.0273e-14 | 3.692e-11 | 1.0402e-10 | -1.9317e-13 | 1.0046e-10 | 1.5387e-11 | 1.9317e-13 | -1.0046e-10 | -1.5387e-11 | 0 | 0 | 0 | 0 | 0 | 0 | 1 | 0.98944 | 0.97077 | 1 | 0.98944 | 0.97077 | 0.0030186 | -121.5868 | 119.7523 | 0.0030186 | -121.5868 | 119.7523
Line8_8_10 | 0 | 0 | 0 | 0 | 0 | 0 | 0 | 0 | 0 | 0 | 0 | 0 | 1.027e-14 | -3.692e-11 | -1.0402e-10 | -1.0273e-14 | 3.692e-11 | 1.0402e-10 | -1.9317e-13 | 1.0046e-10 | 1.5387e-11 | 1.9317e-13 | -1.0046e-10 | -1.5387e-11 | 0 | 0 | 0 | 0 | 0 | 0 | 1 | 0.98944 | 0.97077 | 1 | 0.98944 | 0.97077 | 0.0030186 | -121.5868 | 119.7523 | 0.0030186 | -121.5868 | 119.7523
Line9_3_11 | 8.2466e-05 | 0.00048775 | 0.00041265 | 8.2466e-05 | 0.00048775 | 0.00041265 | 1.9045e-05 | 0.00011264 | 9.5297e-05 | 1.9045e-05 | 0.00011264 | 9.5297e-05 | -1.7546e-05 | -0.00010849 | -3.1343e-05 | 1.7546e-05 | 0.0001085 | 3.1346e-05 | 7.4056e-06 | -2.5451e-05 | -8.7031e-05 | -7.4055e-06 | 2.5456e-05 | 8.7034e-05 | -157.1147 | 45.2074 | -130.4394 | 22.8853 | -134.7926 | 49.5606 | 1 | 0.98934 | 0.97068 | 1 | 0.98939 | 0.97072 | 0.0019521 | -121.5904 | 119.7547 | 0.0024818 | -121.5886 | 119.7535

## LG_max_6
name | pf_ikss_a_from_ka | pf_ikss_b_from_ka | pf_ikss_c_from_ka | pf_ikss_a_to_ka | pf_ikss_b_to_ka | pf_ikss_c_to_ka | pf_skss_a_from_mw | pf_skss_b_from_mw | pf_skss_c_from_mw | pf_skss_a_to_mw | pf_skss_b_to_mw | pf_skss_c_to_mw | pf_p_a_from_mw | pf_p_b_from_mw | pf_p_c_from_mw | pf_p_a_to_mw | pf_p_b_to_mw | pf_p_c_to_mw | pf_q_a_from_mvar | pf_q_b_from_mvar | pf_q_c_from_mvar | pf_q_a_to_mvar | pf_q_b_to_mvar | pf_q_c_to_mvar | pf_ikss_a_from_degree | pf_ikss_b_from_degree | pf_ikss_c_from_degree | pf_ikss_a_to_degree | pf_ikss_b_to_degree | pf_ikss_c_to_degree | 3xI0 | pf_vm_a_from_pu | pf_vm_b_from_pu | pf_vm_c_from_pu | pf_vm_a_to_pu | pf_vm_b_to_pu | pf_vm_c_to_pu | pf_va_a_from_degree | pf_va_b_from_degree | pf_va_c_from_degree | pf_va_a_to_degree | pf_va_b_to_degree | pf_va_c_to_degree
Line0_1_2 | 0.49494 | 0.24869 | 0.29818 | 0.49494 | 0.24869 | 0.29818 | 0.1143 | 0.057432 | 0.068861 | 0.1143 | 0.057432 | 0.068861 | -0.0083648 | 0.036885 | -0.061455 | 0.010814 | -0.036267 | 0.062344 | -0.058449 | -0.045769 | -0.033705 | 0.063348 | 0.047006 | 0.035483 | 99.4492 | -52.8222 | -103.385 | -80.5508 | 127.1778 | 76.615 |  | 0.51657 | 1.0235 | 1.0179 | 0.56224 | 1.0337 | 1.0417 | 1.3048 | -103.9572 | 105.3575 | -0.23856 | -105.1711 | 106.2613
Line10_11_12 | 0.44361 | 0.22618 | 0.26117 | 0.44361 | 0.22618 | 0.26117 | 0.10245 | 0.052234 | 0.060314 | 0.10245 | 0.052234 | 0.060314 | -0.012431 | 0.032692 | -0.055836 | 0.014399 | -0.03218 | 0.056518 | -0.060106 | -0.043537 | -0.031043 | 0.064042 | 0.04456 | 0.032408 | 100.5424 | -53.0543 | -102.1087 | -79.4576 | 126.9457 | 77.8913 |  | 0.59912 | 1.0423 | 1.0592 | 0.64073 | 1.0523 | 1.0802 | -1.1427 | -106.1514 | 106.9645 | -2.1291 | -107.2183 | 107.7215
Line11_12_13 | 0.44361 | 0.22618 | 0.26117 | 0.44361 | 0.22618 | 0.26117 | 0.10245 | 0.052234 | 0.060314 | 0.10245 | 0.052234 | 0.060314 | -0.014399 | 0.03218 | -0.056518 | 0.016367 | -0.031669 | 0.0572 | -0.064042 | -0.04456 | -0.032408 | 0.067978 | 0.045583 | 0.033772 | 100.5424 | -53.0543 | -102.1087 | -79.4576 | 126.9457 | 77.8913 |  | 0.64073 | 1.0523 | 1.0802 | 0.6825 | 1.0626 | 1.1013 | -2.1291 | -107.2183 | 107.7215 | -2.995 | -108.2649 | 108.4497
Line12_13_15 | 0 | 0 | 0 | 0 | 0 | 0 | 0 | 0 | 0 | 0 | 0 | 0 | -3.1231e-09 | -1.6836e-10 | 2.8603e-10 | 3.1231e-09 | 1.6836e-10 | -2.8603e-10 | 4.3148e-10 | -2.6151e-09 | 2.6683e-09 | -4.3148e-10 | 2.6151e-09 | -2.6683e-09 | 0 | 0 | 0 | 0 | 0 | 0 |  | 0.6825 | 1.0626 | 1.1013 | 0.6825 | 1.0626 | 1.1013 | -2.995 | -108.2649 | 108.4497 | -2.995 | -108.2649 | 108.4497
Line13_13_14 | 0.44361 | 0.22618 | 0.26117 | 0.44361 | 0.22618 | 0.26117 | 0.10245 | 0.052234 | 0.060314 | 0.10245 | 0.052234 | 0.060314 | -0.016367 | 0.031669 | -0.0572 | 0.018335 | -0.031157 | 0.057882 | -0.067978 | -0.045583 | -0.033772 | 0.071914 | 0.046606 | 0.035136 | 100.5424 | -53.0543 | -102.1087 | -79.4576 | 126.9457 | 77.8913 |  | 0.6825 | 1.0626 | 1.1013 | 0.72442 | 1.0733 | 1.1227 | -2.995 | -108.2649 | 108.4497 | -3.7608 | -109.2909 | 109.1502
Line14_15_16 | 0 | 0 | 0 | 0 | 0 | 0 | 0 | 0 | 0 | 0 | 0 | 0 | -2.0821e-09 | -1.1224e-10 | 1.9069e-10 | 2.0821e-09 | 1.1224e-10 | -1.9069e-10 | 2.8765e-10 | -1.7434e-09 | 1.7789e-09 | -2.8765e-10 | 1.7434e-09 | -1.7789e-09 | 0 | 0 | 0 | 0 | 0 | 0 |  | 0.6825 | 1.0626 | 1.1013 | 0.6825 | 1.0626 | 1.1013 | -2.995 | -108.2649 | 108.4497 | -2.995 | -108.2649 | 108.4497
Line15_16_17 | 0 | 0 | 0 | 0 | 0 | 0 | 0 | 0 | 0 | 0 | 0 | 0 | -1.041e-09 | -5.6119e-11 | 9.5343e-11 | 1.041e-09 | 5.6119e-11 | -9.5343e-11 | 1.4383e-10 | -8.7169e-10 | 8.8943e-10 | -1.4383e-10 | 8.7169e-10 | -8.8943e-10 | 0 | 0 | 0 | 0 | 0 | 0 |  | 0.6825 | 1.0626 | 1.1013 | 0.6825 | 1.0626 | 1.1013 | -2.995 | -108.2649 | 108.4497 | -2.995 | -108.2649 | 108.4497
Line16_4_18 | 0 | 0 | 0 | 0 | 0 | 0 | 0 | 0 | 0 | 0 | 0 | 0 | -1.1079e-09 | -1.0968e-10 | -8.76e-11 | 1.1079e-09 | 1.0968e-10 | 8.7601e-11 | 2.1675e-11 | -1.0594e-09 | 9.9509e-10 | -2.1674e-11 | 1.0594e-09 | -9.9509e-10 | 0 | 0 | 0 | 0 | 0 | 0 |  | 0.56781 | 1.0351 | 1.0461 | 0.56781 | 1.0351 | 1.0461 | -0.54225 | -105.3003 | 106.359 | -0.54225 | -105.3003 | 106.359
Line17_5_19 | 0 | 0 | 0 | 0 | 0 | 0 | 0 | 0 | 0 | 0 | 0 | 0 | -1.1045e-09 | -1.2632e-10 | -1.732e-10 | 1.1045e-09 | 1.2632e-10 | 1.732e-10 | -4.7443e-11 | -1.1408e-09 | 1.0378e-09 | 4.7443e-11 | 1.1408e-09 | -1.0378e-09 | 0 | 0 | 0 | 0 | 0 | 0 |  | 0.51657 | 1.0235 | 1.0179 | 0.51657 | 1.0235 | 1.0179 | 1.3048 | -103.9572 | 105.3575 | 1.3048 | -103.9572 | 105.3575
Line1_1_3 | 0.44361 | 0.22618 | 0.26117 | 0.44361 | 0.22618 | 0.26117 | 0.10245 | 0.052234 | 0.060314 | 0.10245 | 0.052234 | 0.060314 | -0.0084954 | 0.033715 | -0.054471 | 0.010463 | -0.033203 | 0.055154 | -0.052235 | -0.041491 | -0.028315 | 0.056171 | 0.042514 | 0.029679 | 100.5424 | -53.0543 | -102.1087 | -79.4576 | 126.9457 | 77.8913 |  | 0.51657 | 1.0235 | 1.0179 | 0.55772 | 1.0327 | 1.0384 | 1.3048 | -103.9572 | 105.3575 | -0.0095364 | -105.0643 | 106.177
Line2_1_4 | 0.5591 | 0.27646 | 0.34632 | 0.5591 | 0.27646 | 0.34632 | 0.12912 | 0.063847 | 0.07998 | 0.12912 | 0.063847 | 0.07998 | -0.0079041 | 0.040627 | -0.070225 | 0.01103 | -0.039863 | 0.071425 | -0.066229 | -0.051183 | -0.04118 | 0.072481 | 0.052711 | 0.043579 | 98.1105 | -52.3985 | -105.0298 | -81.8895 | 127.6015 | 74.9702 |  | 0.51657 | 1.0235 | 1.0179 | 0.56781 | 1.0351 | 1.0461 | 1.3048 | -103.9572 | 105.3575 | -0.54225 | -105.3003 | 106.359
Line3_1_5 | 0 | 0 | 0 | 0 | 0 | 0 | 0 | 0 | 0 | 0 | 0 | 0 | -2.2091e-09 | -2.5264e-10 | -3.464e-10 | 2.2091e-09 | 2.5264e-10 | 3.464e-10 | -9.4885e-11 | -2.2817e-09 | 2.0756e-09 | 9.4886e-11 | 2.2817e-09 | -2.0756e-09 | 0 | 0 | 0 | 0 | 0 | 0 |  | 0.51657 | 1.0235 | 1.0179 | 0.51657 | 1.0235 | 1.0179 | 1.3048 | -103.9572 | 105.3575 | 1.3048 | -103.9572 | 105.3575
Line4_2_6 | 0.49494 | 0.24869 | 0.29818 | 0.49494 | 0.24869 | 0.29818 | 0.1143 | 0.057432 | 0.068861 | 0.1143 | 0.057432 | 0.068861 | -0.010814 | 0.036267 | -0.062344 | 0.013264 | -0.035648 | 0.063233 | -0.063348 | -0.047006 | -0.035483 | 0.068248 | 0.048243 | 0.037261 | 99.4492 | -52.8222 | -103.385 | -80.5508 | 127.1778 | 76.615 |  | 0.56224 | 1.0337 | 1.0417 | 0.60826 | 1.0444 | 1.0658 | -0.23856 | -105.1711 | 106.2613 | -1.5492 | -106.3606 | 107.1244
Line5_6_7 | 0.49494 | 0.24869 | 0.29818 | 0.49494 | 0.24869 | 0.29818 | 0.1143 | 0.057432 | 0.068861 | 0.1143 | 0.057432 | 0.068861 | -0.013264 | 0.035648 | -0.063233 | 0.015714 | -0.03503 | 0.064122 | -0.068248 | -0.048243 | -0.037261 | 0.073147 | 0.04948 | 0.039039 | 99.4492 | -52.8222 | -103.385 | -80.5508 | 127.1778 | 76.615 |  | 0.60826 | 1.0444 | 1.0658 | 0.65455 | 1.0556 | 1.0902 | -1.5492 | -106.3606 | 107.1244 | -2.675 | -107.5255 | 107.9492
Line6_7_8 | 0 | 0 | 0 | 0 | 0 | 0 | 0 | 0 | 0 | 0 | 0 | 0 | -3.1986e-09 | -2.1419e-10 | 1.7313e-10 | 3.1986e-09 | 2.1419e-10 | -1.7313e-10 | 3.6964e-10 | -2.759e-09 | 2.7541e-09 | -3.6964e-10 | 2.759e-09 | -2.7541e-09 | 0 | 0 | 0 | 0 | 0 | 0 |  | 0.65455 | 1.0556 | 1.0902 | 0.65455 | 1.0556 | 1.0902 | -2.675 | -107.5255 | 107.9492 | -2.675 | -107.5255 | 107.9492
Line7_8_9 | 0 | 0 | 0 | 0 | 0 | 0 | 0 | 0 | 0 | 0 | 0 | 0 | -1.0662e-09 | -7.1396e-11 | 5.7711e-11 | 1.0662e-09 | 7.1396e-11 | -5.7711e-11 | 1.2321e-10 | -9.1965e-10 | 9.1803e-10 | -1.2321e-10 | 9.1965e-10 | -9.1803e-10 | 0 | 0 | 0 | 0 | 0 | 0 |  | 0.65455 | 1.0556 | 1.0902 | 0.65455 | 1.0556 | 1.0902 | -2.675 | -107.5255 | 107.9492 | -2.675 | -107.5255 | 107.9492
Line8_8_10 | 0 | 0 | 0 | 0 | 0 | 0 | 0 | 0 | 0 | 0 | 0 | 0 | -1.0662e-09 | -7.1396e-11 | 5.7711e-11 | 1.0662e-09 | 7.1396e-11 | -5.7711e-11 | 1.2321e-10 | -9.1965e-10 | 9.1803e-10 | -1.2321e-10 | 9.1965e-10 | -9.1803e-10 | 0 | 0 | 0 | 0 | 0 | 0 |  | 0.65455 | 1.0556 | 1.0902 | 0.65455 | 1.0556 | 1.0902 | -2.675 | -107.5255 | 107.9492 | -2.675 | -107.5255 | 107.9492
Line9_3_11 | 0.44361 | 0.22618 | 0.26117 | 0.44361 | 0.22618 | 0.26117 | 0.10245 | 0.052234 | 0.060314 | 0.10245 | 0.052234 | 0.060314 | -0.010463 | 0.033203 | -0.055154 | 0.012431 | -0.032692 | 0.055836 | -0.056171 | -0.042514 | -0.029679 | 0.060106 | 0.043537 | 0.031043 | 100.5424 | -53.0543 | -102.1087 | -79.4576 | 126.9457 | 77.8913 |  | 0.55772 | 1.0327 | 1.0384 | 0.59912 | 1.0423 | 1.0592 | -0.0095364 | -105.0643 | 106.177 | -1.1427 | -106.1514 | 106.9645

## LG_max_10
name | pf_ikss_a_from_ka | pf_ikss_b_from_ka | pf_ikss_c_from_ka | pf_ikss_a_to_ka | pf_ikss_b_to_ka | pf_ikss_c_to_ka | pf_skss_a_from_mw | pf_skss_b_from_mw | pf_skss_c_from_mw | pf_skss_a_to_mw | pf_skss_b_to_mw | pf_skss_c_to_mw | pf_p_a_from_mw | pf_p_b_from_mw | pf_p_c_from_mw | pf_p_a_to_mw | pf_p_b_to_mw | pf_p_c_to_mw | pf_q_a_from_mvar | pf_q_b_from_mvar | pf_q_c_from_mvar | pf_q_a_to_mvar | pf_q_b_to_mvar | pf_q_c_to_mvar | pf_ikss_a_from_degree | pf_ikss_b_from_degree | pf_ikss_c_from_degree | pf_ikss_a_to_degree | pf_ikss_b_to_degree | pf_ikss_c_to_degree | 3xI0 | pf_vm_a_from_pu | pf_vm_b_from_pu | pf_vm_c_from_pu | pf_vm_a_to_pu | pf_vm_b_to_pu | pf_vm_c_to_pu | pf_va_a_from_degree | pf_va_b_from_degree | pf_va_c_from_degree | pf_va_a_to_degree | pf_va_b_to_degree | pf_va_c_to_degree
Line0_1_2 | 0.48108 | 0.2436 | 0.29108 | 0.48108 | 0.2436 | 0.29108 | 0.1111 | 0.056257 | 0.067222 | 0.1111 | 0.056257 | 0.067222 | -0.0080663 | 0.035684 | -0.059624 | 0.010381 | -0.035091 | 0.060472 | -0.057118 | -0.045329 | -0.033856 | 0.061747 | 0.046516 | 0.035551 | 99.3278 | -52.2088 | -104.179 | -80.6722 | 127.7912 | 75.821 |  | 0.51922 | 1.0255 | 1.02 | 0.56358 | 1.0357 | 1.0435 | 1.2896 | -103.9981 | 105.4098 | -0.21529 | -105.1786 | 106.2717
Line10_11_12 | 0.43288 | 0.22224 | 0.25613 | 0.43288 | 0.22224 | 0.25613 | 0.099969 | 0.051324 | 0.05915 | 0.099969 | 0.051324 | 0.05915 | -0.011945 | 0.031743 | -0.054396 | 0.013819 | -0.031249 | 0.055052 | -0.05875 | -0.043191 | -0.031298 | 0.062497 | 0.044179 | 0.03261 | 100.3762 | -52.453 | -102.9661 | -79.6238 | 127.547 | 77.0339 |  | 0.5997 | 1.0444 | 1.061 | 0.64027 | 1.0544 | 1.0817 | -1.1165 | -106.1388 | 106.9486 | -2.0919 | -107.1796 | 107.674
Line11_12_13 | 0.43288 | 0.22224 | 0.25613 | 0.43288 | 0.22224 | 0.25613 | 0.099969 | 0.051324 | 0.05915 | 0.099969 | 0.051324 | 0.05915 | -0.013819 | 0.031249 | -0.055052 | 0.015693 | -0.030755 | 0.055708 | -0.062497 | -0.044179 | -0.03261 | 0.066245 | 0.045166 | 0.033922 | 100.3762 | -52.453 | -102.9661 | -79.6238 | 127.547 | 77.0339 |  | 0.64027 | 1.0544 | 1.0817 | 0.68099 | 1.0647 | 1.1027 | -2.0919 | -107.1796 | 107.674 | -2.9509 | -108.2006 | 108.372
Line12_13_15 | 0 | 0 | 0 | 0 | 0 | 0 | 0 | 0 | 0 | 0 | 0 | 0 | -3.1278e-09 | -1.4149e-10 | 3.0619e-10 | 3.1278e-09 | 1.4149e-10 | -3.0619e-10 | 4.2419e-10 | -2.6343e-09 | 2.6892e-09 | -4.2419e-10 | 2.6343e-09 | -2.6892e-09 | 0 | 0 | 0 | 0 | 0 | 0 |  | 0.68099 | 1.0647 | 1.1027 | 0.68099 | 1.0647 | 1.1027 | -2.9509 | -108.2006 | 108.372 | -2.9509 | -108.2006 | 108.372
Line13_13_14 | 0.43288 | 0.22224 | 0.25613 | 0.43288 | 0.22224 | 0.25613 | 0.099969 | 0.051324 | 0.05915 | 0.099969 | 0.051324 | 0.05915 | -0.015693 | 0.030755 | -0.055708 | 0.017567 | -0.030262 | 0.056364 | -0.066245 | -0.045166 | -0.033922 | 0.069993 | 0.046154 | 0.035234 | 100.3762 | -52.453 | -102.9661 | -79.6238 | 127.547 | 77.0339 |  | 0.68099 | 1.0647 | 1.1027 | 0.72186 | 1.0753 | 1.1238 | -2.9509 | -108.2006 | 108.372 | -3.7127 | -109.2017 | 109.0438
Line14_15_16 | 0 | 0 | 0 | 0 | 0 | 0 | 0 | 0 | 0 | 0 | 0 | 0 | -2.0852e-09 | -9.4326e-11 | 2.0413e-10 | 2.0852e-09 | 9.4325e-11 | -2.0413e-10 | 2.828e-10 | -1.7562e-09 | 1.7928e-09 | -2.828e-10 | 1.7562e-09 | -1.7928e-09 | 0 | 0 | 0 | 0 | 0 | 0 |  | 0.68099 | 1.0647 | 1.1027 | 0.68099 | 1.0647 | 1.1027 | -2.9509 | -108.2006 | 108.372 | -2.9509 | -108.2006 | 108.372
Line15_16_17 | 0 | 0 | 0 | 0 | 0 | 0 | 0 | 0 | 0 | 0 | 0 | 0 | -1.0426e-09 | -4.7163e-11 | 1.0206e-10 | 1.0426e-09 | 4.7163e-11 | -1.0206e-10 | 1.414e-10 | -8.781e-10 | 8.9641e-10 | -1.414e-10 | 8.781e-10 | -8.9641e-10 | 0 | 0 | 0 | 0 | 0 | 0 |  | 0.68099 | 1.0647 | 1.1027 | 0.68099 | 1.0647 | 1.1027 | -2.9509 | -108.2006 | 108.372 | -2.9509 | -108.2006 | 108.372
Line16_4_18 | 0 | 0 | 0 | 0 | 0 | 0 | 0 | 0 | 0 | 0 | 0 | 0 | -1.1078e-09 | -1.0249e-10 | -8.1944e-11 | 1.1078e-09 | 1.0249e-10 | 8.1945e-11 | 1.9921e-11 | -1.0615e-09 | 9.964e-10 | -1.9921e-11 | 1.0615e-09 | -9.964e-10 | 0 | 0 | 0 | 0 | 0 | 0 |  | 0.56876 | 1.037 | 1.0476 | 0.56876 | 1.037 | 1.0476 | -0.49755 | -105.2992 | 106.3608 | -0.49755 | -105.2992 | 106.3608
Line17_5_19 | 0 | 0 | 0 | 0 | 0 | 0 | 0 | 0 | 0 | 0 | 0 | 0 | -1.1052e-09 | -1.2e-10 | -1.6655e-10 | 1.1052e-09 | 1.2e-10 | 1.6655e-10 | -4.7131e-11 | -1.1402e-09 | 1.0363e-09 | 4.7131e-11 | 1.1402e-09 | -1.0363e-09 | 0 | 0 | 0 | 0 | 0 | 0 |  | 0.51922 | 1.0255 | 1.02 | 0.51922 | 1.0255 | 1.02 | 1.2896 | -103.9981 | 105.4098 | 1.2896 | -103.9981 | 105.4098
Line1_1_3 | 0.43288 | 0.22224 | 0.25613 | 0.43288 | 0.22224 | 0.25613 | 0.099969 | 0.051324 | 0.05915 | 0.099969 | 0.051324 | 0.05915 | -0.0081973 | 0.032731 | -0.053084 | 0.010071 | -0.032237 | 0.05374 | -0.051254 | -0.041215 | -0.028674 | 0.055002 | 0.042203 | 0.029986 | 100.3762 | -52.453 | -102.9661 | -79.6238 | 127.547 | 77.0339 |  | 0.51922 | 1.0255 | 1.02 | 0.55934 | 1.0347 | 1.0404 | 1.2896 | -103.9981 | 105.4098 | -2.8089e-05 | -105.0782 | 106.1944
Line2_1_4 | 0.54082 | 0.26978 | 0.3361 | 0.54082 | 0.26978 | 0.3361 | 0.1249 | 0.062303 | 0.077619 | 0.1249 | 0.062303 | 0.077619 | -0.0076392 | 0.039147 | -0.067764 | 0.010564 | -0.038419 | 0.068894 | -0.064397 | -0.050492 | -0.04094 | 0.070246 | 0.051947 | 0.043199 | 98.0548 | -51.7849 | -105.7286 | -81.9452 | 128.2151 | 74.2714 |  | 0.51922 | 1.0255 | 1.02 | 0.56876 | 1.037 | 1.0476 | 1.2896 | -103.9981 | 105.4098 | -0.49755 | -105.2992 | 106.3608
Line3_1_5 | 0 | 0 | 0 | 0 | 0 | 0 | 0 | 0 | 0 | 0 | 0 | 0 | -2.2103e-09 | -2.4e-10 | -3.331e-10 | 2.2103e-09 | 2.4e-10 | 3.331e-10 | -9.4261e-11 | -2.2804e-09 | 2.0726e-09 | 9.4262e-11 | 2.2804e-09 | -2.0726e-09 | 0 | 0 | 0 | 0 | 0 | 0 |  | 0.51922 | 1.0255 | 1.02 | 0.51922 | 1.0255 | 1.02 | 1.2896 | -103.9981 | 105.4098 | 1.2896 | -103.9981 | 105.4098
Line4_2_6 | 0.48108 | 0.2436 | 0.29108 | 0.48108 | 0.2436 | 0.29108 | 0.1111 | 0.056257 | 0.067222 | 0.1111 | 0.056257 | 0.067222 | -0.010381 | 0.035091 | -0.060472 | 0.012695 | -0.034497 | 0.061319 | -0.061747 | -0.046516 | -0.035551 | 0.066376 | 0.047703 | 0.037245 | 99.3278 | -52.2088 | -104.179 | -80.6722 | 127.7912 | 75.821 |  | 0.56358 | 1.0357 | 1.0435 | 0.60827 | 1.0464 | 1.0673 | -0.21529 | -105.1786 | 106.2717 | -1.4998 | -106.3354 | 107.0955
Line5_6_7 | 0.48108 | 0.2436 | 0.29108 | 0.48108 | 0.2436 | 0.29108 | 0.1111 | 0.056257 | 0.067222 | 0.1111 | 0.056257 | 0.067222 | -0.012695 | 0.034497 | -0.061319 | 0.015009 | -0.033904 | 0.062166 | -0.066376 | -0.047703 | -0.037245 | 0.071004 | 0.04889 | 0.03894 | 99.3278 | -52.2088 | -104.179 | -80.6722 | 127.7912 | 75.821 |  | 0.60827 | 1.0464 | 1.0673 | 0.65323 | 1.0576 | 1.0912 | -1.4998 | -106.3354 | 107.0955 | -2.608 | -107.4683 | 107.8832
Line6_7_8 | 0 | 0 | 0 | 0 | 0 | 0 | 0 | 0 | 0 | 0 | 0 | 0 | -3.2021e-09 | -1.8887e-10 | 1.8894e-10 | 3.2021e-09 | 1.8887e-10 | -1.8894e-10 | 3.5966e-10 | -2.7766e-09 | 2.7716e-09 | -3.5966e-10 | 2.7766e-09 | -2.7716e-09 | 0 | 0 | 0 | 0 | 0 | 0 |  | 0.65323 | 1.0576 | 1.0912 | 0.65323 | 1.0576 | 1.0912 | -2.608 | -107.4683 | 107.8832 | -2.608 | -107.4683 | 107.8832
Line7_8_9 | 0 | 0 | 0 | 0 | 0 | 0 | 0 | 0 | 0 | 0 | 0 | 0 | -1.0674e-09 | -6.2956e-11 | 6.2981e-11 | 1.0674e-09 | 6.2956e-11 | -6.2981e-11 | 1.1989e-10 | -9.2553e-10 | 9.2386e-10 | -1.1989e-10 | 9.2553e-10 | -9.2386e-10 | 0 | 0 | 0 | 0 | 0 | 0 |  | 0.65323 | 1.0576 | 1.0912 | 0.65323 | 1.0576 | 1.0912 | -2.608 | -107.4683 | 107.8832 | -2.608 | -107.4683 | 107.8832
Line8_8_10 | 0 | 0 | 0 | 0 | 0 | 0 | 0 | 0 | 0 | 0 | 0 | 0 | -1.0674e-09 | -6.2956e-11 | 6.2981e-11 | 1.0674e-09 | 6.2956e-11 | -6.2981e-11 | 1.1989e-10 | -9.2553e-10 | 9.2386e-10 | -1.1989e-10 | 9.2553e-10 | -9.2386e-10 | 0 | 0 | 0 | 0 | 0 | 0 |  | 0.65323 | 1.0576 | 1.0912 | 0.65323 | 1.0576 | 1.0912 | -2.608 | -107.4683 | 107.8832 | -2.608 | -107.4683 | 107.8832
Line9_3_11 | 0.43288 | 0.22224 | 0.25613 | 0.43288 | 0.22224 | 0.25613 | 0.099969 | 0.051324 | 0.05915 | 0.099969 | 0.051324 | 0.05915 | -0.010071 | 0.032237 | -0.05374 | 0.011945 | -0.031743 | 0.054396 | -0.055002 | -0.042203 | -0.029986 | 0.05875 | 0.043191 | 0.031298 | 100.3762 | -52.453 | -102.9661 | -79.6238 | 127.547 | 77.0339 |  | 0.55934 | 1.0347 | 1.0404 | 0.5997 | 1.0444 | 1.061 | -2.8089e-05 | -105.0782 | 106.1944 | -1.1165 | -106.1388 | 106.9486

## LG_max_fault_6
name | pf_ikss_a_from_ka | pf_ikss_b_from_ka | pf_ikss_c_from_ka | pf_ikss_a_to_ka | pf_ikss_b_to_ka | pf_ikss_c_to_ka | pf_skss_a_from_mw | pf_skss_b_from_mw | pf_skss_c_from_mw | pf_skss_a_to_mw | pf_skss_b_to_mw | pf_skss_c_to_mw | pf_p_a_from_mw | pf_p_b_from_mw | pf_p_c_from_mw | pf_p_a_to_mw | pf_p_b_to_mw | pf_p_c_to_mw | pf_q_a_from_mvar | pf_q_b_from_mvar | pf_q_c_from_mvar | pf_q_a_to_mvar | pf_q_b_to_mvar | pf_q_c_to_mvar | pf_ikss_a_from_degree | pf_ikss_b_from_degree | pf_ikss_c_from_degree | pf_ikss_a_to_degree | pf_ikss_b_to_degree | pf_ikss_c_to_degree | 3xI0 | pf_vm_a_from_pu | pf_vm_b_from_pu | pf_vm_c_from_pu | pf_vm_a_to_pu | pf_vm_b_to_pu | pf_vm_c_to_pu | pf_va_a_from_degree | pf_va_b_from_degree | pf_va_c_from_degree | pf_va_a_to_degree | pf_va_b_to_degree | pf_va_c_to_degree
Line0_1_2 | 0.123 | 0.12109 | 0.1182 | 0.123 | 0.12109 | 0.1182 | 0.028405 | 0.027963 | 0.027296 | 0.028405 | 0.027963 | 0.027296 | -0.0043545 | -0.0029416 | -0.0040559 | 0.0045057 | 0.0030882 | 0.0041956 | -0.031765 | -0.03151 | -0.030768 | 0.032067 | 0.031804 | 0.031047 | 97.5399 | -24.5402 | -142.6901 | -82.4601 | 155.4598 | 37.3099 |  | 1.1288 | 1.1317 | 1.1369 | 1.14 | 1.1427 | 1.1478 | -0.26585 | -119.8734 | 119.8004 | -0.45833 | -120.0863 | 119.6139
Line10_11_12 | 0.10955 | 0.10799 | 0.10523 | 0.10955 | 0.10799 | 0.10523 | 0.0253 | 0.024939 | 0.024302 | 0.0253 | 0.024939 | 0.024302 | -0.0040714 | -0.0027768 | -0.0037396 | 0.0041914 | 0.0028934 | 0.0038503 | -0.02878 | -0.028576 | -0.027848 | 0.02902 | 0.02881 | 0.02807 | 97.4443 | -24.703 | -142.8844 | -82.5557 | 155.297 | 37.1156 |  | 1.1489 | 1.1512 | 1.1562 | 1.1589 | 1.161 | 1.1658 | -0.60778 | -120.2531 | 119.4675 | -0.77429 | -120.4381 | 119.3051
Line11_12_13 | 0.10955 | 0.10799 | 0.10523 | 0.10955 | 0.10799 | 0.10523 | 0.0253 | 0.024939 | 0.024302 | 0.0253 | 0.024939 | 0.024302 | -0.0041914 | -0.0028934 | -0.0038503 | 0.0043115 | 0.00301 | 0.003961 | -0.02902 | -0.02881 | -0.02807 | 0.02926 | 0.029043 | 0.028291 | 97.4443 | -24.703 | -142.8844 | -82.5557 | 155.297 | 37.1156 |  | 1.1589 | 1.161 | 1.1658 | 1.169 | 1.1708 | 1.1755 | -0.77429 | -120.4381 | 119.3051 | -0.93794 | -120.6201 | 119.1455
Line12_13_15 | 0 | 0 | 0 | 0 | 0 | 0 | 0 | 0 | 0 | 0 | 0 | 0 | 8.8899e-10 | 9.1236e-10 | 9.7783e-10 | -8.8899e-10 | -9.1236e-10 | -9.7783e-10 | 2.3154e-10 | 1.5332e-10 | 2.1213e-10 | -2.3154e-10 | -1.5332e-10 | -2.1213e-10 | 0 | 0 | 0 | 0 | 0 | 0 |  | 1.169 | 1.1708 | 1.1755 | 1.169 | 1.1708 | 1.1755 | -0.93794 | -120.6201 | 119.1455 | -0.93794 | -120.6201 | 119.1455
Line13_13_14 | 0.10955 | 0.10799 | 0.10523 | 0.10955 | 0.10799 | 0.10523 | 0.0253 | 0.024939 | 0.024302 | 0.0253 | 0.024939 | 0.024302 | -0.0043115 | -0.00301 | -0.003961 | 0.0044315 | 0.0031267 | 0.0040718 | -0.02926 | -0.029043 | -0.028291 | 0.0295 | 0.029276 | 0.028513 | 97.4443 | -24.703 | -142.8844 | -82.5557 | 155.297 | 37.1156 |  | 1.169 | 1.1708 | 1.1755 | 1.1791 | 1.1806 | 1.1852 | -0.93794 | -120.6201 | 119.1455 | -1.0988 | -120.7991 | 118.9884
Line14_15_16 | 0 | 0 | 0 | 0 | 0 | 0 | 0 | 0 | 0 | 0 | 0 | 0 | 5.9266e-10 | 6.0824e-10 | 6.5188e-10 | -5.9266e-10 | -6.0824e-10 | -6.5188e-10 | 1.5436e-10 | 1.0221e-10 | 1.4142e-10 | -1.5436e-10 | -1.0221e-10 | -1.4142e-10 | 0 | 0 | 0 | 0 | 0 | 0 |  | 1.169 | 1.1708 | 1.1755 | 1.169 | 1.1708 | 1.1755 | -0.93794 | -120.6201 | 119.1455 | -0.93794 | -120.6201 | 119.1455
Line15_16_17 | 0 | 0 | 0 | 0 | 0 | 0 | 0 | 0 | 0 | 0 | 0 | 0 | 2.9633e-10 | 3.0412e-10 | 3.2594e-10 | -2.9633e-10 | -3.0412e-10 | -3.2594e-10 | 7.718e-11 | 5.1106e-11 | 7.071e-11 | -7.718e-11 | -5.1106e-11 | -7.071e-11 | 0 | 0 | 0 | 0 | 0 | 0 |  | 1.169 | 1.1708 | 1.1755 | 1.169 | 1.1708 | 1.1755 | -0.93794 | -120.6201 | 119.1455 | -0.93794 | -120.6201 | 119.1455
Line16_4_18 | 0 | 0 | 0 | 0 | 0 | 0 | 0 | 0 | 0 | 0 | 0 | 0 | 1.7438e-10 | 1.8544e-10 | 2.079e-10 | -1.7438e-10 | -1.8544e-10 | -2.079e-10 | 3.8852e-11 | 9.1017e-12 | 3.312e-11 | -3.8852e-11 | -9.1018e-12 | -3.312e-11 | 0 | 0 | 0 | 0 | 0 | 0 |  | 1.1416 | 1.1442 | 1.1493 | 1.1416 | 1.1442 | 1.1493 | -0.48346 | -120.113 | 119.5906 | -0.48346 | -120.113 | 119.5906
Line17_5_19 | 0 | 0 | 0 | 0 | 0 | 0 | 0 | 0 | 0 | 0 | 0 | 0 | 1.1905e-10 | 1.3171e-10 | 1.5405e-10 | -1.1905e-10 | -1.3171e-10 | -1.5405e-10 | 2.1124e-11 | -1.0083e-11 | 1.5975e-11 | -2.1124e-11 | 1.0083e-11 | -1.5975e-11 | 0 | 0 | 0 | 0 | 0 | 0 |  | 1.1288 | 1.1317 | 1.1369 | 1.1288 | 1.1317 | 1.1369 | -0.26585 | -119.8734 | 119.8004 | -0.26585 | -119.8734 | 119.8004
Line1_1_3 | 0.10955 | 0.10799 | 0.10523 | 0.10955 | 0.10799 | 0.10523 | 0.0253 | 0.024939 | 0.024302 | 0.0253 | 0.024939 | 0.024302 | -0.0038314 | -0.0025436 | -0.0035181 | 0.0039514 | 0.0026602 | 0.0036288 | -0.0283 | -0.02811 | -0.027405 | 0.02854 | 0.028343 | 0.027627 | 97.4443 | -24.703 | -142.8844 | -82.5557 | 155.297 | 37.1156 |  | 1.1288 | 1.1317 | 1.1369 | 1.1388 | 1.1415 | 1.1466 | -0.26585 | -119.8734 | 119.8004 | -0.43832 | -120.0649 | 119.6325
Line2_1_4 | 0.14014 | 0.13777 | 0.13477 | 0.14014 | 0.13777 | 0.13477 | 0.032365 | 0.031816 | 0.031124 | 0.032365 | 0.031816 | 0.031124 | -0.0050401 | -0.0034808 | -0.0047732 | 0.0052365 | 0.0036706 | 0.0049548 | -0.036182 | -0.035838 | -0.035063 | 0.036575 | 0.036218 | 0.035426 | 97.6642 | -24.326 | -142.4474 | -82.3358 | 155.674 | 37.5526 |  | 1.1288 | 1.1317 | 1.1369 | 1.1416 | 1.1442 | 1.1493 | -0.26585 | -119.8734 | 119.8004 | -0.48346 | -120.113 | 119.5906
Line3_1_5 | 0 | 0 | 0 | 0 | 0 | 0 | 0 | 0 | 0 | 0 | 0 | 0 | 2.381e-10 | 2.6342e-10 | 3.0809e-10 | -2.381e-10 | -2.6342e-10 | -3.0809e-10 | 4.2248e-11 | -2.0167e-11 | 3.1949e-11 | -4.2248e-11 | 2.0167e-11 | -3.1949e-11 | 0 | 0 | 0 | 0 | 0 | 0 |  | 1.1288 | 1.1317 | 1.1369 | 1.1288 | 1.1317 | 1.1369 | -0.26585 | -119.8734 | 119.8004 | -0.26585 | -119.8734 | 119.8004
Line4_2_6 | 0.123 | 0.12109 | 0.1182 | 0.123 | 0.12109 | 0.1182 | 0.028405 | 0.027963 | 0.027296 | 0.028405 | 0.027963 | 0.027296 | -0.0045057 | -0.0030882 | -0.0041956 | 0.004657 | 0.0032348 | 0.0043353 | -0.032067 | -0.031804 | -0.031047 | 0.03237 | 0.032097 | 0.031327 | 97.5399 | -24.5402 | -142.6901 | -82.4601 | 155.4598 | 37.3099 |  | 1.14 | 1.1427 | 1.1478 | 1.1513 | 1.1536 | 1.1586 | -0.45833 | -120.0863 | 119.6139 | -0.64703 | -120.2952 | 119.4309
Line5_6_7 | 0.123 | 0.12109 | 0.1182 | 0.123 | 0.12109 | 0.1182 | 0.028405 | 0.027963 | 0.027296 | 0.028405 | 0.027963 | 0.027296 | -0.004657 | -0.0032348 | -0.0043353 | 0.0048083 | 0.0033814 | 0.004475 | -0.03237 | -0.032097 | -0.031327 | 0.032672 | 0.03239 | 0.031606 | 97.5399 | -24.5402 | -142.6901 | -82.4601 | 155.4598 | 37.3099 |  | 1.1513 | 1.1536 | 1.1586 | 1.1626 | 1.1646 | 1.1695 | -0.64703 | -120.2952 | 119.4309 | -0.83207 | -120.5001 | 119.2512
Line6_7_8 | 0 | 0 | 0 | 0 | 0 | 0 | 0 | 0 | 0 | 0 | 0 | 0 | 8.0258e-10 | 8.2799e-10 | 8.9461e-10 | -8.0258e-10 | -8.2799e-10 | -8.9461e-10 | 2.0429e-10 | 1.2299e-10 | 1.8492e-10 | -2.0429e-10 | -1.2299e-10 | -1.8492e-10 | 0 | 0 | 0 | 0 | 0 | 0 |  | 1.1626 | 1.1646 | 1.1695 | 1.1626 | 1.1646 | 1.1695 | -0.83207 | -120.5001 | 119.2512 | -0.83207 | -120.5001 | 119.2512
Line7_8_9 | 0 | 0 | 0 | 0 | 0 | 0 | 0 | 0 | 0 | 0 | 0 | 0 | 2.6753e-10 | 2.76e-10 | 2.982e-10 | -2.6753e-10 | -2.76e-10 | -2.982e-10 | 6.8097e-11 | 4.0998e-11 | 6.164e-11 | -6.8097e-11 | -4.0998e-11 | -6.164e-11 | 0 | 0 | 0 | 0 | 0 | 0 |  | 1.1626 | 1.1646 | 1.1695 | 1.1626 | 1.1646 | 1.1695 | -0.83207 | -120.5001 | 119.2512 | -0.83207 | -120.5001 | 119.2512
Line8_8_10 | 0 | 0 | 0 | 0 | 0 | 0 | 0 | 0 | 0 | 0 | 0 | 0 | 2.6753e-10 | 2.76e-10 | 2.982e-10 | -2.6753e-10 | -2.76e-10 | -2.982e-10 | 6.8097e-11 | 4.0998e-11 | 6.164e-11 | -6.8097e-11 | -4.0998e-11 | -6.164e-11 | 0 | 0 | 0 | 0 | 0 | 0 |  | 1.1626 | 1.1646 | 1.1695 | 1.1626 | 1.1646 | 1.1695 | -0.83207 | -120.5001 | 119.2512 | -0.83207 | -120.5001 | 119.2512
Line9_3_11 | 0.10955 | 0.10799 | 0.10523 | 0.10955 | 0.10799 | 0.10523 | 0.0253 | 0.024939 | 0.024302 | 0.0253 | 0.024939 | 0.024302 | -0.0039514 | -0.0026602 | -0.0036288 | 0.0040714 | 0.0027768 | 0.0037396 | -0.02854 | -0.028343 | -0.027627 | 0.02878 | 0.028576 | 0.027848 | 97.4443 | -24.703 | -142.8844 | -82.5557 | 155.297 | 37.1156 |  | 1.1388 | 1.1415 | 1.1466 | 1.1489 | 1.1512 | 1.1562 | -0.43832 | -120.0649 | 119.6325 | -0.60778 | -120.2531 | 119.4675

## LG_max_fault_10
name | pf_ikss_a_from_ka | pf_ikss_b_from_ka | pf_ikss_c_from_ka | pf_ikss_a_to_ka | pf_ikss_b_to_ka | pf_ikss_c_to_ka | pf_skss_a_from_mw | pf_skss_b_from_mw | pf_skss_c_from_mw | pf_skss_a_to_mw | pf_skss_b_to_mw | pf_skss_c_to_mw | pf_p_a_from_mw | pf_p_b_from_mw | pf_p_c_from_mw | pf_p_a_to_mw | pf_p_b_to_mw | pf_p_c_to_mw | pf_q_a_from_mvar | pf_q_b_from_mvar | pf_q_c_from_mvar | pf_q_a_to_mvar | pf_q_b_to_mvar | pf_q_c_to_mvar | pf_ikss_a_from_degree | pf_ikss_b_from_degree | pf_ikss_c_from_degree | pf_ikss_a_to_degree | pf_ikss_b_to_degree | pf_ikss_c_to_degree | 3xI0 | pf_vm_a_from_pu | pf_vm_b_from_pu | pf_vm_c_from_pu | pf_vm_a_to_pu | pf_vm_b_to_pu | pf_vm_c_to_pu | pf_va_a_from_degree | pf_va_b_from_degree | pf_va_c_from_degree | pf_va_a_to_degree | pf_va_b_to_degree | pf_va_c_to_degree
Line0_1_2 | 0.12369 | 0.12185 | 0.11908 | 0.12369 | 0.12185 | 0.11908 | 0.028565 | 0.028139 | 0.0275 | 0.028565 | 0.028139 | 0.0275 | -0.0043382 | -0.0029707 | -0.0040533 | 0.0044912 | 0.0031192 | 0.0041951 | -0.032006 | -0.031763 | -0.031056 | 0.032312 | 0.03206 | 0.03134 | 97.4555 | -24.5288 | -142.7614 | -82.5445 | 155.4712 | 37.2386 |  | 1.1307 | 1.1337 | 1.1389 | 1.1421 | 1.1447 | 1.1498 | -0.26352 | -119.8721 | 119.8027 | -0.4576 | -120.0859 | 119.6144
Line10_11_12 | 0.11063 | 0.10911 | 0.10646 | 0.11063 | 0.10911 | 0.10646 | 0.025549 | 0.025198 | 0.024586 | 0.025549 | 0.025198 | 0.024586 | -0.0040762 | -0.0028187 | -0.0037588 | 0.0041986 | 0.0029377 | 0.0038722 | -0.029123 | -0.028926 | -0.028231 | 0.029368 | 0.029164 | 0.028458 | 97.358 | -24.6892 | -142.9506 | -82.642 | 155.3108 | 37.0494 |  | 1.151 | 1.1534 | 1.1584 | 1.1612 | 1.1633 | 1.1681 | -0.60972 | -120.2548 | 119.4654 | -0.77828 | -120.4412 | 119.3009
Line11_12_13 | 0.11063 | 0.10911 | 0.10646 | 0.11063 | 0.10911 | 0.10646 | 0.025549 | 0.025198 | 0.024586 | 0.025549 | 0.025198 | 0.024586 | -0.0041986 | -0.0029377 | -0.0038722 | 0.004321 | 0.0030568 | 0.0039855 | -0.029368 | -0.029164 | -0.028458 | 0.029612 | 0.029403 | 0.028684 | 97.358 | -24.6892 | -142.9506 | -82.642 | 155.3108 | 37.0494 |  | 1.1612 | 1.1633 | 1.1681 | 1.1713 | 1.1732 | 1.1779 | -0.77828 | -120.4412 | 119.3009 | -0.94392 | -120.6246 | 119.1392
Line12_13_15 | 0 | 0 | 0 | 0 | 0 | 0 | 0 | 0 | 0 | 0 | 0 | 0 | 9.2099e-10 | 9.4483e-10 | 1.0109e-09 | -9.2099e-10 | -9.4483e-10 | -1.0109e-09 | 2.3348e-10 | 1.5474e-10 | 2.1412e-10 | -2.3348e-10 | -1.5474e-10 | -2.1412e-10 | 0 | 0 | 0 | 0 | 0 | 0 |  | 1.1713 | 1.1732 | 1.1779 | 1.1713 | 1.1732 | 1.1779 | -0.94392 | -120.6246 | 119.1392 | -0.94392 | -120.6246 | 119.1392
Line13_13_14 | 0.11063 | 0.10911 | 0.10646 | 0.11063 | 0.10911 | 0.10646 | 0.025549 | 0.025198 | 0.024586 | 0.025549 | 0.025198 | 0.024586 | -0.004321 | -0.0030568 | -0.0039855 | 0.0044434 | 0.0031758 | 0.0040988 | -0.029612 | -0.029403 | -0.028684 | 0.029857 | 0.029641 | 0.028911 | 97.358 | -24.6892 | -142.9505 | -82.642 | 155.3108 | 37.0495 |  | 1.1713 | 1.1732 | 1.1779 | 1.1815 | 1.183 | 1.1877 | -0.94392 | -120.6246 | 119.1392 | -1.1067 | -120.8048 | 118.9801
Line14_15_16 | 0 | 0 | 0 | 0 | 0 | 0 | 0 | 0 | 0 | 0 | 0 | 0 | 6.1399e-10 | 6.2989e-10 | 6.7392e-10 | -6.1399e-10 | -6.2989e-10 | -6.7392e-10 | 1.5566e-10 | 1.0316e-10 | 1.4275e-10 | -1.5566e-10 | -1.0316e-10 | -1.4275e-10 | 0 | 0 | 0 | 0 | 0 | 0 |  | 1.1713 | 1.1732 | 1.1779 | 1.1713 | 1.1732 | 1.1779 | -0.94392 | -120.6246 | 119.1392 | -0.94392 | -120.6246 | 119.1392
Line15_16_17 | 0 | 0 | 0 | 0 | 0 | 0 | 0 | 0 | 0 | 0 | 0 | 0 | 3.07e-10 | 3.1494e-10 | 3.3696e-10 | -3.07e-10 | -3.1494e-10 | -3.3696e-10 | 7.7828e-11 | 5.1579e-11 | 7.1374e-11 | -7.7828e-11 | -5.1579e-11 | -7.1374e-11 | 0 | 0 | 0 | 0 | 0 | 0 |  | 1.1713 | 1.1732 | 1.1779 | 1.1713 | 1.1732 | 1.1779 | -0.94392 | -120.6246 | 119.1392 | -0.94392 | -120.6246 | 119.1392
Line16_4_18 | 0 | 0 | 0 | 0 | 0 | 0 | 0 | 0 | 0 | 0 | 0 | 0 | 1.8293e-10 | 1.9407e-10 | 2.1661e-10 | -1.8293e-10 | -1.9407e-10 | -2.1661e-10 | 3.8785e-11 | 8.9943e-12 | 3.3069e-11 | -3.8785e-11 | -8.9944e-12 | -3.307e-11 | 0 | 0 | 0 | 0 | 0 | 0 |  | 1.1436 | 1.1462 | 1.1513 | 1.1436 | 1.1462 | 1.1513 | -0.48179 | -120.1115 | 119.592 | -0.48179 | -120.1115 | 119.592
Line17_5_19 | 0 | 0 | 0 | 0 | 0 | 0 | 0 | 0 | 0 | 0 | 0 | 0 | 1.2742e-10 | 1.401e-10 | 1.625e-10 | -1.2742e-10 | -1.401e-10 | -1.625e-10 | 2.0975e-11 | -1.0208e-11 | 1.5818e-11 | -2.0975e-11 | 1.0207e-11 | -1.5818e-11 | 0 | 0 | 0 | 0 | 0 | 0 |  | 1.1307 | 1.1337 | 1.1389 | 1.1307 | 1.1337 | 1.1389 | -0.26352 | -119.8721 | 119.8027 | -0.26352 | -119.8721 | 119.8027
Line1_1_3 | 0.11063 | 0.10911 | 0.10646 | 0.11063 | 0.10911 | 0.10646 | 0.025549 | 0.025198 | 0.024586 | 0.025549 | 0.025198 | 0.024586 | -0.0038314 | -0.0025806 | -0.0035321 | 0.0039538 | 0.0026996 | 0.0036455 | -0.028633 | -0.02845 | -0.027778 | 0.028878 | 0.028688 | 0.028004 | 97.358 | -24.6892 | -142.9506 | -82.642 | 155.3108 | 37.0494 |  | 1.1307 | 1.1337 | 1.1389 | 1.1409 | 1.1435 | 1.1486 | -0.26352 | -119.8721 | 119.8027 | -0.43816 | -120.0651 | 119.6326
Line2_1_4 | 0.14019 | 0.13792 | 0.13506 | 0.14019 | 0.13792 | 0.13506 | 0.032376 | 0.031852 | 0.03119 | 0.032376 | 0.031852 | 0.03119 | -0.0049966 | -0.0034935 | -0.0047414 | 0.0051932 | 0.0036837 | 0.0049238 | -0.036266 | -0.035941 | -0.035205 | 0.036659 | 0.036321 | 0.03557 | 97.5811 | -24.3203 | -142.5268 | -82.4189 | 155.6797 | 37.4732 |  | 1.1307 | 1.1337 | 1.1389 | 1.1436 | 1.1462 | 1.1513 | -0.26352 | -119.8721 | 119.8027 | -0.48179 | -120.1115 | 119.592
Line3_1_5 | 0 | 0 | 0 | 0 | 0 | 0 | 0 | 0 | 0 | 0 | 0 | 0 | 2.5484e-10 | 2.802e-10 | 3.2499e-10 | -2.5484e-10 | -2.802e-10 | -3.2499e-10 | 4.195e-11 | -2.0415e-11 | 3.1636e-11 | -4.195e-11 | 2.0415e-11 | -3.1636e-11 | 0 | 0 | 0 | 0 | 0 | 0 |  | 1.1307 | 1.1337 | 1.1389 | 1.1307 | 1.1337 | 1.1389 | -0.26352 | -119.8721 | 119.8027 | -0.26352 | -119.8721 | 119.8027
Line4_2_6 | 0.12369 | 0.12185 | 0.11908 | 0.12369 | 0.12185 | 0.11908 | 0.028565 | 0.028139 | 0.0275 | 0.028565 | 0.028139 | 0.0275 | -0.0044912 | -0.0031192 | -0.0041951 | 0.0046442 | 0.0032677 | 0.0043369 | -0.032312 | -0.03206 | -0.03134 | 0.032618 | 0.032357 | 0.031624 | 97.4555 | -24.5288 | -142.7614 | -82.5445 | 155.4712 | 37.2386 |  | 1.1421 | 1.1447 | 1.1498 | 1.1534 | 1.1557 | 1.1607 | -0.4576 | -120.0859 | 119.6144 | -0.64786 | -120.2955 | 119.4297
Line5_6_7 | 0.12369 | 0.12185 | 0.11908 | 0.12369 | 0.12185 | 0.11908 | 0.028565 | 0.028139 | 0.0275 | 0.028565 | 0.028139 | 0.0275 | -0.0046442 | -0.0032677 | -0.0043369 | 0.0047972 | 0.0034161 | 0.0044787 | -0.032618 | -0.032357 | -0.031624 | 0.032924 | 0.032654 | 0.031907 | 97.4555 | -24.5288 | -142.7614 | -82.5445 | 155.4712 | 37.2386 |  | 1.1534 | 1.1557 | 1.1607 | 1.1648 | 1.1668 | 1.1716 | -0.64786 | -120.2955 | 119.4297 | -0.83442 | -120.5012 | 119.2484
Line6_7_8 | 0 | 0 | 0 | 0 | 0 | 0 | 0 | 0 | 0 | 0 | 0 | 0 | 8.3152e-10 | 8.5741e-10 | 9.2452e-10 | -8.3152e-10 | -8.5741e-10 | -9.2452e-10 | 2.0525e-10 | 1.2351e-10 | 1.8597e-10 | -2.0525e-10 | -1.2351e-10 | -1.8597e-10 | 0 | 0 | 0 | 0 | 0 | 0 |  | 1.1648 | 1.1668 | 1.1716 | 1.1648 | 1.1668 | 1.1716 | -0.83442 | -120.5012 | 119.2484 | -0.83442 | -120.5012 | 119.2484
Line7_8_9 | 0 | 0 | 0 | 0 | 0 | 0 | 0 | 0 | 0 | 0 | 0 | 0 | 2.7717e-10 | 2.858e-10 | 3.0817e-10 | -2.7717e-10 | -2.858e-10 | -3.0817e-10 | 6.8415e-11 | 4.1169e-11 | 6.1988e-11 | -6.8415e-11 | -4.1169e-11 | -6.1988e-11 | 0 | 0 | 0 | 0 | 0 | 0 |  | 1.1648 | 1.1668 | 1.1716 | 1.1648 | 1.1668 | 1.1716 | -0.83442 | -120.5012 | 119.2484 | -0.83442 | -120.5012 | 119.2484
Line8_8_10 | 0 | 0 | 0 | 0 | 0 | 0 | 0 | 0 | 0 | 0 | 0 | 0 | 2.7717e-10 | 2.858e-10 | 3.0817e-10 | -2.7717e-10 | -2.858e-10 | -3.0817e-10 | 6.8415e-11 | 4.1169e-11 | 6.1988e-11 | -6.8415e-11 | -4.1169e-11 | -6.1988e-11 | 0 | 0 | 0 | 0 | 0 | 0 |  | 1.1648 | 1.1668 | 1.1716 | 1.1648 | 1.1668 | 1.1716 | -0.83442 | -120.5012 | 119.2484 | -0.83442 | -120.5012 | 119.2484
Line9_3_11 | 0.11063 | 0.10911 | 0.10646 | 0.11063 | 0.10911 | 0.10646 | 0.025549 | 0.025198 | 0.024586 | 0.025549 | 0.025198 | 0.024586 | -0.0039538 | -0.0026996 | -0.0036455 | 0.0040762 | 0.0028187 | 0.0037588 | -0.028878 | -0.028688 | -0.028004 | 0.029123 | 0.028926 | 0.028231 | 97.358 | -24.6892 | -142.9506 | -82.642 | 155.3108 | 37.0494 |  | 1.1409 | 1.1435 | 1.1486 | 1.151 | 1.1534 | 1.1584 | -0.43816 | -120.0651 | 119.6326 | -0.60972 | -120.2548 | 119.4654

## LG_min_6
name | pf_ikss_a_from_ka | pf_ikss_b_from_ka | pf_ikss_c_from_ka | pf_ikss_a_to_ka | pf_ikss_b_to_ka | pf_ikss_c_to_ka | pf_skss_a_from_mw | pf_skss_b_from_mw | pf_skss_c_from_mw | pf_skss_a_to_mw | pf_skss_b_to_mw | pf_skss_c_to_mw | pf_p_a_from_mw | pf_p_b_from_mw | pf_p_c_from_mw | pf_p_a_to_mw | pf_p_b_to_mw | pf_p_c_to_mw | pf_q_a_from_mvar | pf_q_b_from_mvar | pf_q_c_from_mvar | pf_q_a_to_mvar | pf_q_b_to_mvar | pf_q_c_to_mvar | pf_ikss_a_from_degree | pf_ikss_b_from_degree | pf_ikss_c_from_degree | pf_ikss_a_to_degree | pf_ikss_b_to_degree | pf_ikss_c_to_degree | 3xI0 | pf_vm_a_from_pu | pf_vm_b_from_pu | pf_vm_c_from_pu | pf_vm_a_to_pu | pf_vm_b_to_pu | pf_vm_c_to_pu | pf_va_a_from_degree | pf_va_b_from_degree | pf_va_c_from_degree | pf_va_a_to_degree | pf_va_b_to_degree | pf_va_c_to_degree
Line0_1_2 | 0.010096 | 0.0038242 | 0.0063417 | 0.010096 | 0.0038242 | 0.0063417 | 0.0023316 | 0.00088316 | 0.0014645 | 0.0023316 | 0.00088316 | 0.0014645 | -0.00012283 | 0.00068372 | -0.0012821 | 0.00012479 | -0.00068344 | 0.0012828 | -0.00077486 | -0.00037395 | -0.00016159 | 0.0007769 | 0.00037424 | 0.0001624 | 99.0476 | -72.2886 | -86.1641 | -80.9524 | 107.7114 | 93.8359 |  | 0.33648 | 0.8824 | 0.88233 | 0.33748 | 0.88228 | 0.88292 | 0.039966 | -100.9643 | 101.0195 | -0.077541 | -100.993 | 101.0506
Line10_11_12 | 0.010066 | 0.0038147 | 0.0063198 | 0.010066 | 0.0038147 | 0.0063198 | 0.0023246 | 0.00088096 | 0.0014595 | 0.0023246 | 0.00088096 | 0.0014595 | -0.00012789 | 0.00068119 | -0.0012796 | 0.00012983 | -0.00068091 | 0.0012804 | -0.00077635 | -0.00037409 | -0.00015924 | 0.00077838 | 0.00037438 | 0.00016004 | 99.1614 | -72.2473 | -86.0121 | -80.8386 | 107.7527 | 93.9879 |  | 0.33847 | 0.88216 | 0.8835 | 0.33947 | 0.88204 | 0.88409 | -0.19299 | -101.0217 | 101.0816 | -0.30845 | -101.0504 | 101.1126
Line11_12_13 | 0.010066 | 0.0038147 | 0.0063198 | 0.010066 | 0.0038147 | 0.0063198 | 0.0023246 | 0.00088096 | 0.0014595 | 0.0023246 | 0.00088096 | 0.0014595 | -0.00012983 | 0.00068091 | -0.0012804 | 0.00013178 | -0.00068063 | 0.0012811 | -0.00077838 | -0.00037438 | -0.00016004 | 0.00078041 | 0.00037467 | 0.00016084 | 99.1613 | -72.2473 | -86.0121 | -80.8387 | 107.7527 | 93.9879 |  | 0.33947 | 0.88204 | 0.88409 | 0.34047 | 0.88193 | 0.88468 | -0.30845 | -101.0504 | 101.1126 | -0.42322 | -101.0791 | 101.1436
Line12_13_15 | 0 | 0 | 0 | 0 | 0 | 0 | 0 | 0 | 0 | 0 | 0 | 0 | -2.4699e-09 | -6.2128e-10 | -5.9993e-10 | 2.4699e-09 | 6.2128e-10 | 5.9993e-10 | 2.7663e-11 | -3.1457e-09 | 3.1452e-09 | -2.7663e-11 | 3.1457e-09 | -3.1452e-09 | 0 | 0 | 0 | 0 | 0 | 0 |  | 0.34047 | 0.88193 | 0.88468 | 0.34047 | 0.88193 | 0.88468 | -0.42322 | -101.0791 | 101.1436 | -0.42322 | -101.0791 | 101.1436
Line13_13_14 | 0.010066 | 0.0038147 | 0.0063198 | 0.010066 | 0.0038147 | 0.0063198 | 0.0023246 | 0.00088096 | 0.0014595 | 0.0023246 | 0.00088096 | 0.0014595 | -0.00013178 | 0.00068063 | -0.0012811 | 0.00013372 | -0.00068035 | 0.0012819 | -0.00078041 | -0.00037467 | -0.00016084 | 0.00078243 | 0.00037496 | 0.00016164 | 99.1611 | -72.2476 | -86.0123 | -80.8389 | 107.7524 | 93.9877 |  | 0.34047 | 0.88193 | 0.88468 | 0.34147 | 0.88181 | 0.88527 | -0.42322 | -101.0791 | 101.1436 | -0.53733 | -101.1079 | 101.1745
Line14_15_16 | 0 | 0 | 0 | 0 | 0 | 0 | 0 | 0 | 0 | 0 | 0 | 0 | -1.6466e-09 | -4.1419e-10 | -3.9995e-10 | 1.6466e-09 | 4.1419e-10 | 3.9995e-10 | 1.8442e-11 | -2.0971e-09 | 2.0968e-09 | -1.8442e-11 | 2.0971e-09 | -2.0968e-09 | 0 | 0 | 0 | 0 | 0 | 0 |  | 0.34047 | 0.88193 | 0.88468 | 0.34047 | 0.88193 | 0.88468 | -0.42322 | -101.0791 | 101.1436 | -0.42322 | -101.0791 | 101.1436
Line15_16_17 | 0 | 0 | 0 | 0 | 0 | 0 | 0 | 0 | 0 | 0 | 0 | 0 | -8.2331e-10 | -2.0709e-10 | -1.9998e-10 | 8.2331e-10 | 2.0709e-10 | 1.9998e-10 | 9.2212e-12 | -1.0486e-09 | 1.0484e-09 | -9.2212e-12 | 1.0486e-09 | -1.0484e-09 | 0 | 0 | 0 | 0 | 0 | 0 |  | 0.34047 | 0.88193 | 0.88468 | 0.34047 | 0.88193 | 0.88468 | -0.42322 | -101.0791 | 101.1436 | -0.42322 | -101.0791 | 101.1436
Line16_4_18 | 0 | 0 | 0 | 0 | 0 | 0 | 0 | 0 | 0 | 0 | 0 | 0 | -8.1982e-10 | -2.0445e-10 | -2.0358e-10 | 8.1982e-10 | 2.0445e-10 | 2.0358e-10 | 1.6894e-12 | -1.0536e-09 | 1.0513e-09 | -1.6895e-12 | 1.0536e-09 | -1.0513e-09 | 0 | 0 | 0 | 0 | 0 | 0 |  | 0.33748 | 0.88228 | 0.88292 | 0.33748 | 0.88228 | 0.88292 | -0.078231 | -100.9931 | 101.0506 | -0.078231 | -100.9931 | 101.0506
Line17_5_19 | 0 | 0 | 0 | 0 | 0 | 0 | 0 | 0 | 0 | 0 | 0 | 0 | -8.1863e-10 | -2.0356e-10 | -2.048e-10 | 8.1863e-10 | 2.0356e-10 | 2.048e-10 | -8.6063e-13 | -1.0553e-09 | 1.0522e-09 | 8.6059e-13 | 1.0553e-09 | -1.0522e-09 | 0 | 0 | 0 | 0 | 0 | 0 |  | 0.33648 | 0.8824 | 0.88233 | 0.33648 | 0.8824 | 0.88233 | 0.039966 | -100.9643 | 101.0195 | 0.039967 | -100.9643 | 101.0195
Line1_1_3 | 0.010066 | 0.0038147 | 0.0063198 | 0.010066 | 0.0038147 | 0.0063198 | 0.0023246 | 0.00088096 | 0.0014595 | 0.0023246 | 0.00088096 | 0.0014595 | -0.000124 | 0.00068175 | -0.0012781 | 0.00012595 | -0.00068147 | 0.0012788 | -0.0007723 | -0.00037351 | -0.00015764 | 0.00077433 | 0.0003738 | 0.00015844 | 99.1615 | -72.2471 | -86.012 | -80.8385 | 107.7529 | 93.988 |  | 0.33648 | 0.8824 | 0.88233 | 0.33748 | 0.88228 | 0.88292 | 0.039966 | -100.9643 | 101.0195 | -0.076856 | -100.993 | 101.0506
Line2_1_4 | 0.010126 | 0.0038338 | 0.0063637 | 0.010126 | 0.0038338 | 0.0063637 | 0.0023386 | 0.00088538 | 0.0014696 | 0.0023386 | 0.00088538 | 0.0014696 | -0.00012165 | 0.00068571 | -0.0012861 | 0.00012361 | -0.00068543 | 0.0012869 | -0.00077742 | -0.00037439 | -0.00016559 | 0.00077947 | 0.00037468 | 0.0001664 | 98.9331 | -72.3303 | -86.3173 | -81.0669 | 107.6697 | 93.6827 |  | 0.33648 | 0.8824 | 0.88233 | 0.33748 | 0.88228 | 0.88292 | 0.039966 | -100.9643 | 101.0195 | -0.078231 | -100.9931 | 101.0506
Line3_1_5 | 0 | 0 | 0 | 0 | 0 | 0 | 0 | 0 | 0 | 0 | 0 | 0 | -1.6373e-09 | -4.0711e-10 | -4.0959e-10 | 1.6373e-09 | 4.0711e-10 | 4.0959e-10 | -1.7213e-12 | -2.1105e-09 | 2.1045e-09 | 1.7213e-12 | 2.1105e-09 | -2.1045e-09 | 0 | 0 | 0 | 0 | 0 | 0 |  | 0.33648 | 0.8824 | 0.88233 | 0.33648 | 0.8824 | 0.88233 | 0.039966 | -100.9643 | 101.0195 | 0.039966 | -100.9643 | 101.0195
Line4_2_6 | 0.010096 | 0.0038242 | 0.0063417 | 0.010096 | 0.0038242 | 0.0063417 | 0.0023316 | 0.00088316 | 0.0014645 | 0.0023316 | 0.00088316 | 0.0014645 | -0.00012479 | 0.00068344 | -0.0012828 | 0.00012674 | -0.00068316 | 0.0012836 | -0.0007769 | -0.00037424 | -0.0001624 | 0.00077893 | 0.00037453 | 0.0001632 | 99.0476 | -72.2887 | -86.1641 | -80.9524 | 107.7113 | 93.8359 |  | 0.33748 | 0.88228 | 0.88292 | 0.33847 | 0.88216 | 0.88351 | -0.077541 | -100.993 | 101.0506 | -0.19436 | -101.0218 | 101.0817
Line5_6_7 | 0.010096 | 0.0038242 | 0.0063417 | 0.010096 | 0.0038242 | 0.0063417 | 0.0023316 | 0.00088316 | 0.0014645 | 0.0023316 | 0.00088316 | 0.0014645 | -0.00012674 | 0.00068316 | -0.0012836 | 0.0001287 | -0.00068288 | 0.0012844 | -0.00077893 | -0.00037453 | -0.0001632 | 0.00078097 | 0.00037482 | 0.00016401 | 99.0475 | -72.2888 | -86.1642 | -80.9525 | 107.7112 | 93.8358 |  | 0.33847 | 0.88216 | 0.88351 | 0.33947 | 0.88204 | 0.8841 | -0.19436 | -101.0218 | 101.0817 | -0.31048 | -101.0506 | 101.1127
Line6_7_8 | 0 | 0 | 0 | 0 | 0 | 0 | 0 | 0 | 0 | 0 | 0 | 0 | -2.4665e-09 | -6.1867e-10 | -6.0347e-10 | 2.4665e-09 | 6.1867e-10 | 6.0347e-10 | 2.0235e-11 | -3.1507e-09 | 3.1481e-09 | -2.0235e-11 | 3.1507e-09 | -3.1481e-09 | 0 | 0 | 0 | 0 | 0 | 0 |  | 0.33947 | 0.88204 | 0.8841 | 0.33947 | 0.88204 | 0.8841 | -0.31048 | -101.0506 | 101.1127 | -0.31048 | -101.0506 | 101.1127
Line7_8_9 | 0 | 0 | 0 | 0 | 0 | 0 | 0 | 0 | 0 | 0 | 0 | 0 | -8.2216e-10 | -2.0622e-10 | -2.0116e-10 | 8.2216e-10 | 2.0622e-10 | 2.0116e-10 | 6.7451e-12 | -1.0502e-09 | 1.0494e-09 | -6.7452e-12 | 1.0502e-09 | -1.0494e-09 | 0 | 0 | 0 | 0 | 0 | 0 |  | 0.33947 | 0.88204 | 0.8841 | 0.33947 | 0.88204 | 0.8841 | -0.31048 | -101.0506 | 101.1127 | -0.31048 | -101.0506 | 101.1127
Line8_8_10 | 0 | 0 | 0 | 0 | 0 | 0 | 0 | 0 | 0 | 0 | 0 | 0 | -8.2216e-10 | -2.0622e-10 | -2.0116e-10 | 8.2216e-10 | 2.0622e-10 | 2.0116e-10 | 6.745e-12 | -1.0502e-09 | 1.0494e-09 | -6.7451e-12 | 1.0502e-09 | -1.0494e-09 | 0 | 0 | 0 | 0 | 0 | 0 |  | 0.33947 | 0.88204 | 0.8841 | 0.33947 | 0.88204 | 0.8841 | -0.31048 | -101.0506 | 101.1127 | -0.31048 | -101.0506 | 101.1127
Line9_3_11 | 0.010066 | 0.0038147 | 0.0063198 | 0.010066 | 0.0038147 | 0.0063198 | 0.0023246 | 0.00088096 | 0.0014595 | 0.0023246 | 0.00088096 | 0.0014595 | -0.00012594 | 0.00068147 | -0.0012788 | 0.00012789 | -0.00068119 | 0.0012796 | -0.00077433 | -0.0003738 | -0.00015844 | 0.00077635 | 0.00037409 | 0.00015924 | 99.1614 | -72.2472 | -86.012 | -80.8386 | 107.7528 | 93.988 |  | 0.33748 | 0.88228 | 0.88292 | 0.33847 | 0.88216 | 0.8835 | -0.076856 | -100.993 | 101.0506 | -0.19299 | -101.0217 | 101.0816

## LG_min_10
name | pf_ikss_a_from_ka | pf_ikss_b_from_ka | pf_ikss_c_from_ka | pf_ikss_a_to_ka | pf_ikss_b_to_ka | pf_ikss_c_to_ka | pf_skss_a_from_mw | pf_skss_b_from_mw | pf_skss_c_from_mw | pf_skss_a_to_mw | pf_skss_b_to_mw | pf_skss_c_to_mw | pf_p_a_from_mw | pf_p_b_from_mw | pf_p_c_from_mw | pf_p_a_to_mw | pf_p_b_to_mw | pf_p_c_to_mw | pf_q_a_from_mvar | pf_q_b_from_mvar | pf_q_c_from_mvar | pf_q_a_to_mvar | pf_q_b_to_mvar | pf_q_c_to_mvar | pf_ikss_a_from_degree | pf_ikss_b_from_degree | pf_ikss_c_from_degree | pf_ikss_a_to_degree | pf_ikss_b_to_degree | pf_ikss_c_to_degree | 3xI0 | pf_vm_a_from_pu | pf_vm_b_from_pu | pf_vm_c_from_pu | pf_vm_a_to_pu | pf_vm_b_to_pu | pf_vm_c_to_pu | pf_va_a_from_degree | pf_va_b_from_degree | pf_va_c_from_degree | pf_va_a_to_degree | pf_va_b_to_degree | pf_va_c_to_degree
Line0_1_2 | 0.010096 | 0.0038242 | 0.0063417 | 0.010096 | 0.0038242 | 0.0063417 | 0.0023316 | 0.00088316 | 0.0014645 | 0.0023316 | 0.00088316 | 0.0014645 | -0.00012283 | 0.00068372 | -0.0012821 | 0.00012479 | -0.00068344 | 0.0012828 | -0.00077486 | -0.00037395 | -0.00016159 | 0.0007769 | 0.00037424 | 0.0001624 | 99.0476 | -72.2886 | -86.1641 | -80.9524 | 107.7114 | 93.8359 |  | 0.33648 | 0.8824 | 0.88233 | 0.33748 | 0.88228 | 0.88292 | 0.039966 | -100.9643 | 101.0195 | -0.077541 | -100.993 | 101.0506
Line10_11_12 | 0.010066 | 0.0038147 | 0.0063198 | 0.010066 | 0.0038147 | 0.0063198 | 0.0023246 | 0.00088096 | 0.0014595 | 0.0023246 | 0.00088096 | 0.0014595 | -0.00012789 | 0.00068119 | -0.0012796 | 0.00012983 | -0.00068091 | 0.0012804 | -0.00077635 | -0.00037409 | -0.00015924 | 0.00077838 | 0.00037438 | 0.00016004 | 99.1614 | -72.2473 | -86.0121 | -80.8386 | 107.7527 | 93.9879 |  | 0.33847 | 0.88216 | 0.8835 | 0.33947 | 0.88204 | 0.88409 | -0.19299 | -101.0217 | 101.0816 | -0.30845 | -101.0504 | 101.1126
Line11_12_13 | 0.010066 | 0.0038147 | 0.0063198 | 0.010066 | 0.0038147 | 0.0063198 | 0.0023246 | 0.00088096 | 0.0014595 | 0.0023246 | 0.00088096 | 0.0014595 | -0.00012983 | 0.00068091 | -0.0012804 | 0.00013178 | -0.00068063 | 0.0012811 | -0.00077838 | -0.00037438 | -0.00016004 | 0.00078041 | 0.00037467 | 0.00016084 | 99.1613 | -72.2473 | -86.0121 | -80.8387 | 107.7527 | 93.9879 |  | 0.33947 | 0.88204 | 0.88409 | 0.34047 | 0.88193 | 0.88468 | -0.30845 | -101.0504 | 101.1126 | -0.42322 | -101.0791 | 101.1436
Line12_13_15 | 0 | 0 | 0 | 0 | 0 | 0 | 0 | 0 | 0 | 0 | 0 | 0 | -2.4699e-09 | -6.2128e-10 | -5.9993e-10 | 2.4699e-09 | 6.2128e-10 | 5.9993e-10 | 2.7663e-11 | -3.1457e-09 | 3.1452e-09 | -2.7663e-11 | 3.1457e-09 | -3.1452e-09 | 0 | 0 | 0 | 0 | 0 | 0 |  | 0.34047 | 0.88193 | 0.88468 | 0.34047 | 0.88193 | 0.88468 | -0.42322 | -101.0791 | 101.1436 | -0.42322 | -101.0791 | 101.1436
Line13_13_14 | 0.010066 | 0.0038147 | 0.0063198 | 0.010066 | 0.0038147 | 0.0063198 | 0.0023246 | 0.00088096 | 0.0014595 | 0.0023246 | 0.00088096 | 0.0014595 | -0.00013178 | 0.00068063 | -0.0012811 | 0.00013372 | -0.00068035 | 0.0012819 | -0.00078041 | -0.00037467 | -0.00016084 | 0.00078243 | 0.00037496 | 0.00016164 | 99.1611 | -72.2476 | -86.0123 | -80.8389 | 107.7524 | 93.9877 |  | 0.34047 | 0.88193 | 0.88468 | 0.34147 | 0.88181 | 0.88527 | -0.42322 | -101.0791 | 101.1436 | -0.53733 | -101.1079 | 101.1745
Line14_15_16 | 0 | 0 | 0 | 0 | 0 | 0 | 0 | 0 | 0 | 0 | 0 | 0 | -1.6466e-09 | -4.1419e-10 | -3.9995e-10 | 1.6466e-09 | 4.1419e-10 | 3.9995e-10 | 1.8442e-11 | -2.0971e-09 | 2.0968e-09 | -1.8442e-11 | 2.0971e-09 | -2.0968e-09 | 0 | 0 | 0 | 0 | 0 | 0 |  | 0.34047 | 0.88193 | 0.88468 | 0.34047 | 0.88193 | 0.88468 | -0.42322 | -101.0791 | 101.1436 | -0.42322 | -101.0791 | 101.1436
Line15_16_17 | 0 | 0 | 0 | 0 | 0 | 0 | 0 | 0 | 0 | 0 | 0 | 0 | -8.2331e-10 | -2.0709e-10 | -1.9998e-10 | 8.2331e-10 | 2.0709e-10 | 1.9998e-10 | 9.2212e-12 | -1.0486e-09 | 1.0484e-09 | -9.2212e-12 | 1.0486e-09 | -1.0484e-09 | 0 | 0 | 0 | 0 | 0 | 0 |  | 0.34047 | 0.88193 | 0.88468 | 0.34047 | 0.88193 | 0.88468 | -0.42322 | -101.0791 | 101.1436 | -0.42322 | -101.0791 | 101.1436
Line16_4_18 | 0 | 0 | 0 | 0 | 0 | 0 | 0 | 0 | 0 | 0 | 0 | 0 | -8.1982e-10 | -2.0445e-10 | -2.0358e-10 | 8.1982e-10 | 2.0445e-10 | 2.0358e-10 | 1.6894e-12 | -1.0536e-09 | 1.0513e-09 | -1.6895e-12 | 1.0536e-09 | -1.0513e-09 | 0 | 0 | 0 | 0 | 0 | 0 |  | 0.33748 | 0.88228 | 0.88292 | 0.33748 | 0.88228 | 0.88292 | -0.078231 | -100.9931 | 101.0506 | -0.078231 | -100.9931 | 101.0506
Line17_5_19 | 0 | 0 | 0 | 0 | 0 | 0 | 0 | 0 | 0 | 0 | 0 | 0 | -8.1863e-10 | -2.0356e-10 | -2.048e-10 | 8.1863e-10 | 2.0356e-10 | 2.048e-10 | -8.6063e-13 | -1.0553e-09 | 1.0522e-09 | 8.6059e-13 | 1.0553e-09 | -1.0522e-09 | 0 | 0 | 0 | 0 | 0 | 0 |  | 0.33648 | 0.8824 | 0.88233 | 0.33648 | 0.8824 | 0.88233 | 0.039966 | -100.9643 | 101.0195 | 0.039967 | -100.9643 | 101.0195
Line1_1_3 | 0.010066 | 0.0038147 | 0.0063198 | 0.010066 | 0.0038147 | 0.0063198 | 0.0023246 | 0.00088096 | 0.0014595 | 0.0023246 | 0.00088096 | 0.0014595 | -0.000124 | 0.00068175 | -0.0012781 | 0.00012595 | -0.00068147 | 0.0012788 | -0.0007723 | -0.00037351 | -0.00015764 | 0.00077433 | 0.0003738 | 0.00015844 | 99.1615 | -72.2471 | -86.012 | -80.8385 | 107.7529 | 93.988 |  | 0.33648 | 0.8824 | 0.88233 | 0.33748 | 0.88228 | 0.88292 | 0.039966 | -100.9643 | 101.0195 | -0.076856 | -100.993 | 101.0506
Line2_1_4 | 0.010126 | 0.0038338 | 0.0063637 | 0.010126 | 0.0038338 | 0.0063637 | 0.0023386 | 0.00088538 | 0.0014696 | 0.0023386 | 0.00088538 | 0.0014696 | -0.00012165 | 0.00068571 | -0.0012861 | 0.00012361 | -0.00068543 | 0.0012869 | -0.00077742 | -0.00037439 | -0.00016559 | 0.00077947 | 0.00037468 | 0.0001664 | 98.9331 | -72.3303 | -86.3173 | -81.0669 | 107.6697 | 93.6827 |  | 0.33648 | 0.8824 | 0.88233 | 0.33748 | 0.88228 | 0.88292 | 0.039966 | -100.9643 | 101.0195 | -0.078231 | -100.9931 | 101.0506
Line3_1_5 | 0 | 0 | 0 | 0 | 0 | 0 | 0 | 0 | 0 | 0 | 0 | 0 | -1.6373e-09 | -4.0711e-10 | -4.0959e-10 | 1.6373e-09 | 4.0711e-10 | 4.0959e-10 | -1.7213e-12 | -2.1105e-09 | 2.1045e-09 | 1.7213e-12 | 2.1105e-09 | -2.1045e-09 | 0 | 0 | 0 | 0 | 0 | 0 |  | 0.33648 | 0.8824 | 0.88233 | 0.33648 | 0.8824 | 0.88233 | 0.039966 | -100.9643 | 101.0195 | 0.039966 | -100.9643 | 101.0195
Line4_2_6 | 0.010096 | 0.0038242 | 0.0063417 | 0.010096 | 0.0038242 | 0.0063417 | 0.0023316 | 0.00088316 | 0.0014645 | 0.0023316 | 0.00088316 | 0.0014645 | -0.00012479 | 0.00068344 | -0.0012828 | 0.00012674 | -0.00068316 | 0.0012836 | -0.0007769 | -0.00037424 | -0.0001624 | 0.00077893 | 0.00037453 | 0.0001632 | 99.0476 | -72.2887 | -86.1641 | -80.9524 | 107.7113 | 93.8359 |  | 0.33748 | 0.88228 | 0.88292 | 0.33847 | 0.88216 | 0.88351 | -0.077541 | -100.993 | 101.0506 | -0.19436 | -101.0218 | 101.0817
Line5_6_7 | 0.010096 | 0.0038242 | 0.0063417 | 0.010096 | 0.0038242 | 0.0063417 | 0.0023316 | 0.00088316 | 0.0014645 | 0.0023316 | 0.00088316 | 0.0014645 | -0.00012674 | 0.00068316 | -0.0012836 | 0.0001287 | -0.00068288 | 0.0012844 | -0.00077893 | -0.00037453 | -0.0001632 | 0.00078097 | 0.00037482 | 0.00016401 | 99.0475 | -72.2888 | -86.1642 | -80.9525 | 107.7112 | 93.8358 |  | 0.33847 | 0.88216 | 0.88351 | 0.33947 | 0.88204 | 0.8841 | -0.19436 | -101.0218 | 101.0817 | -0.31048 | -101.0506 | 101.1127
Line6_7_8 | 0 | 0 | 0 | 0 | 0 | 0 | 0 | 0 | 0 | 0 | 0 | 0 | -2.4665e-09 | -6.1867e-10 | -6.0347e-10 | 2.4665e-09 | 6.1867e-10 | 6.0347e-10 | 2.0235e-11 | -3.1507e-09 | 3.1481e-09 | -2.0235e-11 | 3.1507e-09 | -3.1481e-09 | 0 | 0 | 0 | 0 | 0 | 0 |  | 0.33947 | 0.88204 | 0.8841 | 0.33947 | 0.88204 | 0.8841 | -0.31048 | -101.0506 | 101.1127 | -0.31048 | -101.0506 | 101.1127
Line7_8_9 | 0 | 0 | 0 | 0 | 0 | 0 | 0 | 0 | 0 | 0 | 0 | 0 | -8.2216e-10 | -2.0622e-10 | -2.0116e-10 | 8.2216e-10 | 2.0622e-10 | 2.0116e-10 | 6.7451e-12 | -1.0502e-09 | 1.0494e-09 | -6.7452e-12 | 1.0502e-09 | -1.0494e-09 | 0 | 0 | 0 | 0 | 0 | 0 |  | 0.33947 | 0.88204 | 0.8841 | 0.33947 | 0.88204 | 0.8841 | -0.31048 | -101.0506 | 101.1127 | -0.31048 | -101.0506 | 101.1127
Line8_8_10 | 0 | 0 | 0 | 0 | 0 | 0 | 0 | 0 | 0 | 0 | 0 | 0 | -8.2216e-10 | -2.0622e-10 | -2.0116e-10 | 8.2216e-10 | 2.0622e-10 | 2.0116e-10 | 6.745e-12 | -1.0502e-09 | 1.0494e-09 | -6.7451e-12 | 1.0502e-09 | -1.0494e-09 | 0 | 0 | 0 | 0 | 0 | 0 |  | 0.33947 | 0.88204 | 0.8841 | 0.33947 | 0.88204 | 0.8841 | -0.31048 | -101.0506 | 101.1127 | -0.31048 | -101.0506 | 101.1127
Line9_3_11 | 0.010066 | 0.0038147 | 0.0063198 | 0.010066 | 0.0038147 | 0.0063198 | 0.0023246 | 0.00088096 | 0.0014595 | 0.0023246 | 0.00088096 | 0.0014595 | -0.00012594 | 0.00068147 | -0.0012788 | 0.00012789 | -0.00068119 | 0.0012796 | -0.00077433 | -0.0003738 | -0.00015844 | 0.00077635 | 0.00037409 | 0.00015924 | 99.1614 | -72.2472 | -86.012 | -80.8386 | 107.7528 | 93.988 |  | 0.33748 | 0.88228 | 0.88292 | 0.33847 | 0.88216 | 0.8835 | -0.076856 | -100.993 | 101.0506 | -0.19299 | -101.0217 | 101.0816

## LG_min_fault_6
name | pf_ikss_a_from_ka | pf_ikss_b_from_ka | pf_ikss_c_from_ka | pf_ikss_a_to_ka | pf_ikss_b_to_ka | pf_ikss_c_to_ka | pf_skss_a_from_mw | pf_skss_b_from_mw | pf_skss_c_from_mw | pf_skss_a_to_mw | pf_skss_b_to_mw | pf_skss_c_to_mw | pf_p_a_from_mw | pf_p_b_from_mw | pf_p_c_from_mw | pf_p_a_to_mw | pf_p_b_to_mw | pf_p_c_to_mw | pf_q_a_from_mvar | pf_q_b_from_mvar | pf_q_c_from_mvar | pf_q_a_to_mvar | pf_q_b_to_mvar | pf_q_c_to_mvar | pf_ikss_a_from_degree | pf_ikss_b_from_degree | pf_ikss_c_from_degree | pf_ikss_a_to_degree | pf_ikss_b_to_degree | pf_ikss_c_to_degree | 3xI0 | pf_vm_a_from_pu | pf_vm_b_from_pu | pf_vm_c_from_pu | pf_vm_a_to_pu | pf_vm_b_to_pu | pf_vm_c_to_pu | pf_va_a_from_degree | pf_va_b_from_degree | pf_va_c_from_degree | pf_va_a_to_degree | pf_va_b_to_degree | pf_va_c_to_degree
Line0_1_2 | 0.00017605 | 6.6685e-05 | 0.00011058 | 0.00017605 | 6.6685e-05 | 0.00011058 | 4.0657e-05 | 1.54e-05 | 2.5538e-05 | 4.0657e-05 | 1.54e-05 | 2.5538e-05 | -2.9999e-05 | 1.0028e-06 | -2.4924e-05 | 3e-05 | -1.0027e-06 | 2.4924e-05 | -2.6896e-05 | -1.5284e-05 | 5.6715e-06 | 2.6897e-05 | 1.5284e-05 | -5.6712e-06 | 137.7043 | -33.632 | -47.5075 | -42.2957 | 146.368 | 132.4925 |  | 0.99099 | 0.99461 | 1.0009 | 0.99101 | 0.99461 | 1.0009 | -0.41768 | -119.8783 | 119.673 | -0.41759 | -119.8786 | 119.6737
Line10_11_12 | 0.00017552 | 6.6518e-05 | 0.0001102 | 0.00017552 | 6.6518e-05 | 0.0001102 | 4.0536e-05 | 1.5362e-05 | 2.545e-05 | 4.0536e-05 | 1.5362e-05 | 2.545e-05 | -2.9964e-05 | 9.8909e-07 | -2.4823e-05 | 2.9965e-05 | -9.8901e-07 | 2.4823e-05 | -2.6757e-05 | -1.5247e-05 | 5.7173e-06 | 2.6758e-05 | 1.5247e-05 | -5.717e-06 | 137.818 | -33.5906 | -47.3554 | -42.182 | 146.4094 | 132.6446 |  | 0.99103 | 0.99462 | 1.0009 | 0.99105 | 0.99463 | 1.0009 | -0.41749 | -119.879 | 119.6743 | -0.4174 | -119.8793 | 119.675
Line11_12_13 | 0.00017552 | 6.6518e-05 | 0.0001102 | 0.00017552 | 6.6518e-05 | 0.0001102 | 4.0536e-05 | 1.5362e-05 | 2.545e-05 | 4.0536e-05 | 1.5362e-05 | 2.545e-05 | -2.9965e-05 | 9.8903e-07 | -2.4823e-05 | 2.9965e-05 | -9.8894e-07 | 2.4823e-05 | -2.6758e-05 | -1.5247e-05 | 5.717e-06 | 2.6759e-05 | 1.5247e-05 | -5.7168e-06 | 137.8179 | -33.5907 | -47.3555 | -42.1821 | 146.4093 | 132.6445 |  | 0.99105 | 0.99463 | 1.0009 | 0.99107 | 0.99463 | 1.0009 | -0.4174 | -119.8793 | 119.675 | -0.4173 | -119.8797 | 119.6756
Line12_13_15 | 0 | 0 | 0 | 0 | 0 | 0 | 0 | 0 | 0 | 0 | 0 | 0 | -9.7035e-11 | -5.8723e-11 | 1.0236e-11 | 9.7035e-11 | 5.8723e-11 | -1.0236e-11 | 7.9401e-11 | -2.2979e-11 | 6.2334e-11 | -7.9401e-11 | 2.2979e-11 | -6.2334e-11 | 0 | 0 | 0 | 0 | 0 | 0 |  | 0.99107 | 0.99463 | 1.0009 | 0.99107 | 0.99463 | 1.0009 | -0.4173 | -119.8797 | 119.6756 | -0.4173 | -119.8797 | 119.6756
Line13_13_14 | 0.00017552 | 6.6518e-05 | 0.0001102 | 0.00017552 | 6.6518e-05 | 0.0001102 | 4.0536e-05 | 1.5362e-05 | 2.545e-05 | 4.0536e-05 | 1.5362e-05 | 2.545e-05 | -2.9965e-05 | 9.8902e-07 | -2.4824e-05 | 2.9966e-05 | -9.8894e-07 | 2.4824e-05 | -2.6759e-05 | -1.5247e-05 | 5.7167e-06 | 2.6759e-05 | 1.5247e-05 | -5.7164e-06 | 137.8177 | -33.591 | -47.3557 | -42.1823 | 146.409 | 132.6443 |  | 0.99107 | 0.99463 | 1.0009 | 0.99109 | 0.99464 | 1.0009 | -0.4173 | -119.8797 | 119.6756 | -0.41721 | -119.88 | 119.6763
Line14_15_16 | 0 | 0 | 0 | 0 | 0 | 0 | 0 | 0 | 0 | 0 | 0 | 0 | -6.469e-11 | -3.9149e-11 | 6.824e-12 | 6.469e-11 | 3.9149e-11 | -6.824e-12 | 5.2934e-11 | -1.5319e-11 | 4.1556e-11 | -5.2934e-11 | 1.5319e-11 | -4.1556e-11 | 0 | 0 | 0 | 0 | 0 | 0 |  | 0.99107 | 0.99463 | 1.0009 | 0.99107 | 0.99463 | 1.0009 | -0.4173 | -119.8797 | 119.6756 | -0.4173 | -119.8797 | 119.6756
Line15_16_17 | 0 | 0 | 0 | 0 | 0 | 0 | 0 | 0 | 0 | 0 | 0 | 0 | -3.2345e-11 | -1.9574e-11 | 3.412e-12 | 3.2345e-11 | 1.9574e-11 | -3.412e-12 | 2.6467e-11 | -7.6595e-12 | 2.0778e-11 | -2.6467e-11 | 7.6595e-12 | -2.0778e-11 | 0 | 0 | 0 | 0 | 0 | 0 |  | 0.99107 | 0.99463 | 1.0009 | 0.99107 | 0.99463 | 1.0009 | -0.4173 | -119.8797 | 119.6756 | -0.4173 | -119.8797 | 119.6756
Line16_4_18 | 0 | 0 | 0 | 0 | 0 | 0 | 0 | 0 | 0 | 0 | 0 | 0 | -3.2571e-11 | -1.9633e-11 | 3.3383e-12 | 3.2571e-11 | 1.9633e-11 | -3.3383e-12 | 2.6483e-11 | -7.7241e-12 | 2.0902e-11 | -2.6483e-11 | 7.7241e-12 | -2.0902e-11 | 0 | 0 | 0 | 0 | 0 | 0 |  | 0.99101 | 0.99461 | 1.0009 | 0.99101 | 0.99461 | 1.0009 | -0.41759 | -119.8786 | 119.6737 | -0.41759 | -119.8786 | 119.6737
Line17_5_19 | 0 | 0 | 0 | 0 | 0 | 0 | 0 | 0 | 0 | 0 | 0 | 0 | -3.2647e-11 | -1.9652e-11 | 3.3132e-12 | 3.2647e-11 | 1.9652e-11 | -3.3133e-12 | 2.6488e-11 | -7.7458e-12 | 2.0944e-11 | -2.6488e-11 | 7.7458e-12 | -2.0944e-11 | 0 | 0 | 0 | 0 | 0 | 0 |  | 0.99099 | 0.99461 | 1.0009 | 0.99099 | 0.99461 | 1.0009 | -0.41768 | -119.8783 | 119.673 | -0.41768 | -119.8783 | 119.673
Line1_1_3 | 0.00017552 | 6.6518e-05 | 0.0001102 | 0.00017552 | 6.6518e-05 | 0.0001102 | 4.0536e-05 | 1.5362e-05 | 2.545e-05 | 4.0536e-05 | 1.5362e-05 | 2.545e-05 | -2.9963e-05 | 9.8922e-07 | -2.4823e-05 | 2.9963e-05 | -9.8914e-07 | 2.4823e-05 | -2.6756e-05 | -1.5247e-05 | 5.7178e-06 | 2.6757e-05 | 1.5247e-05 | -5.7176e-06 | 137.8181 | -33.5905 | -47.3553 | -42.1819 | 146.4095 | 132.6447 |  | 0.99099 | 0.99461 | 1.0009 | 0.99101 | 0.99461 | 1.0009 | -0.41768 | -119.8783 | 119.673 | -0.41759 | -119.8786 | 119.6737
Line2_1_4 | 0.00017658 | 6.6852e-05 | 0.00011097 | 0.00017658 | 6.6852e-05 | 0.00011097 | 4.0779e-05 | 1.5439e-05 | 2.5627e-05 | 4.0779e-05 | 1.5439e-05 | 2.5627e-05 | -3.0035e-05 | 1.0164e-06 | -2.5025e-05 | 3.0036e-05 | -1.0164e-06 | 2.5025e-05 | -2.7037e-05 | -1.5322e-05 | 5.6242e-06 | 2.7037e-05 | 1.5322e-05 | -5.624e-06 | 137.5897 | -33.6737 | -47.6606 | -42.4103 | 146.3263 | 132.3394 |  | 0.99099 | 0.99461 | 1.0009 | 0.99101 | 0.99461 | 1.0009 | -0.41768 | -119.8783 | 119.673 | -0.41759 | -119.8786 | 119.6737
Line3_1_5 | 0 | 0 | 0 | 0 | 0 | 0 | 0 | 0 | 0 | 0 | 0 | 0 | -6.5295e-11 | -3.9305e-11 | 6.6265e-12 | 6.5295e-11 | 3.9305e-11 | -6.6265e-12 | 5.2977e-11 | -1.5492e-11 | 4.1888e-11 | -5.2977e-11 | 1.5492e-11 | -4.1888e-11 | 0 | 0 | 0 | 0 | 0 | 0 |  | 0.99099 | 0.99461 | 1.0009 | 0.99099 | 0.99461 | 1.0009 | -0.41768 | -119.8783 | 119.673 | -0.41768 | -119.8783 | 119.673
Line4_2_6 | 0.00017605 | 6.6685e-05 | 0.00011058 | 0.00017605 | 6.6685e-05 | 0.00011058 | 4.0657e-05 | 1.54e-05 | 2.5538e-05 | 4.0657e-05 | 1.54e-05 | 2.5538e-05 | -3e-05 | 1.0027e-06 | -2.4924e-05 | 3e-05 | -1.0026e-06 | 2.4924e-05 | -2.6897e-05 | -1.5284e-05 | 5.6712e-06 | 2.6897e-05 | 1.5284e-05 | -5.6709e-06 | 137.7042 | -33.6321 | -47.5075 | -42.2958 | 146.3679 | 132.4925 |  | 0.99101 | 0.99461 | 1.0009 | 0.99103 | 0.99462 | 1.0009 | -0.41759 | -119.8786 | 119.6737 | -0.4175 | -119.879 | 119.6743
Line5_6_7 | 0.00017605 | 6.6685e-05 | 0.00011058 | 0.00017605 | 6.6685e-05 | 0.00011058 | 4.0657e-05 | 1.54e-05 | 2.5538e-05 | 4.0657e-05 | 1.54e-05 | 2.5538e-05 | -3e-05 | 1.0026e-06 | -2.4924e-05 | 3.0001e-05 | -1.0026e-06 | 2.4924e-05 | -2.6897e-05 | -1.5284e-05 | 5.6709e-06 | 2.6898e-05 | 1.5285e-05 | -5.6707e-06 | 137.7042 | -33.6321 | -47.5075 | -42.2958 | 146.3679 | 132.4925 |  | 0.99103 | 0.99462 | 1.0009 | 0.99105 | 0.99463 | 1.0009 | -0.4175 | -119.879 | 119.6743 | -0.4174 | -119.8793 | 119.675
Line6_7_8 | 0 | 0 | 0 | 0 | 0 | 0 | 0 | 0 | 0 | 0 | 0 | 0 | -9.726e-11 | -5.8781e-11 | 1.0164e-11 | 9.726e-11 | 5.8781e-11 | -1.0164e-11 | 7.9418e-11 | -2.3043e-11 | 6.2458e-11 | -7.9418e-11 | 2.3043e-11 | -6.2458e-11 | 0 | 0 | 0 | 0 | 0 | 0 |  | 0.99105 | 0.99463 | 1.0009 | 0.99105 | 0.99463 | 1.0009 | -0.4174 | -119.8793 | 119.675 | -0.4174 | -119.8793 | 119.675
Line7_8_9 | 0 | 0 | 0 | 0 | 0 | 0 | 0 | 0 | 0 | 0 | 0 | 0 | -3.242e-11 | -1.9594e-11 | 3.3879e-12 | 3.242e-11 | 1.9594e-11 | -3.3879e-12 | 2.6473e-11 | -7.6809e-12 | 2.0819e-11 | -2.6473e-11 | 7.6809e-12 | -2.0819e-11 | 0 | 0 | 0 | 0 | 0 | 0 |  | 0.99105 | 0.99463 | 1.0009 | 0.99105 | 0.99463 | 1.0009 | -0.4174 | -119.8793 | 119.675 | -0.4174 | -119.8793 | 119.675
Line8_8_10 | 0 | 0 | 0 | 0 | 0 | 0 | 0 | 0 | 0 | 0 | 0 | 0 | -3.242e-11 | -1.9594e-11 | 3.3879e-12 | 3.242e-11 | 1.9594e-11 | -3.3879e-12 | 2.6473e-11 | -7.6809e-12 | 2.0819e-11 | -2.6473e-11 | 7.6809e-12 | -2.0819e-11 | 0 | 0 | 0 | 0 | 0 | 0 |  | 0.99105 | 0.99463 | 1.0009 | 0.99105 | 0.99463 | 1.0009 | -0.4174 | -119.8793 | 119.675 | -0.4174 | -119.8793 | 119.675
Line9_3_11 | 0.00017552 | 6.6518e-05 | 0.0001102 | 0.00017552 | 6.6518e-05 | 0.0001102 | 4.0536e-05 | 1.5362e-05 | 2.545e-05 | 4.0536e-05 | 1.5362e-05 | 2.545e-05 | -2.9963e-05 | 9.8916e-07 | -2.4823e-05 | 2.9964e-05 | -9.8907e-07 | 2.4823e-05 | -2.6757e-05 | -1.5247e-05 | 5.7175e-06 | 2.6757e-05 | 1.5247e-05 | -5.7173e-06 | 137.8181 | -33.5906 | -47.3554 | -42.1819 | 146.4094 | 132.6446 |  | 0.99101 | 0.99461 | 1.0009 | 0.99103 | 0.99462 | 1.0009 | -0.41759 | -119.8786 | 119.6737 | -0.41749 | -119.879 | 119.6743

## LG_min_fault_10
name | pf_ikss_a_from_ka | pf_ikss_b_from_ka | pf_ikss_c_from_ka | pf_ikss_a_to_ka | pf_ikss_b_to_ka | pf_ikss_c_to_ka | pf_skss_a_from_mw | pf_skss_b_from_mw | pf_skss_c_from_mw | pf_skss_a_to_mw | pf_skss_b_to_mw | pf_skss_c_to_mw | pf_p_a_from_mw | pf_p_b_from_mw | pf_p_c_from_mw | pf_p_a_to_mw | pf_p_b_to_mw | pf_p_c_to_mw | pf_q_a_from_mvar | pf_q_b_from_mvar | pf_q_c_from_mvar | pf_q_a_to_mvar | pf_q_b_to_mvar | pf_q_c_to_mvar | pf_ikss_a_from_degree | pf_ikss_b_from_degree | pf_ikss_c_from_degree | pf_ikss_a_to_degree | pf_ikss_b_to_degree | pf_ikss_c_to_degree | 3xI0 | pf_vm_a_from_pu | pf_vm_b_from_pu | pf_vm_c_from_pu | pf_vm_a_to_pu | pf_vm_b_to_pu | pf_vm_c_to_pu | pf_va_a_from_degree | pf_va_b_from_degree | pf_va_c_from_degree | pf_va_a_to_degree | pf_va_b_to_degree | pf_va_c_to_degree
Line0_1_2 | 0.00017605 | 6.6685e-05 | 0.00011058 | 0.00017605 | 6.6685e-05 | 0.00011058 | 4.0657e-05 | 1.54e-05 | 2.5538e-05 | 4.0657e-05 | 1.54e-05 | 2.5538e-05 | -2.9999e-05 | 1.0028e-06 | -2.4924e-05 | 3e-05 | -1.0027e-06 | 2.4924e-05 | -2.6896e-05 | -1.5284e-05 | 5.6715e-06 | 2.6897e-05 | 1.5284e-05 | -5.6712e-06 | 137.7043 | -33.632 | -47.5075 | -42.2957 | 146.368 | 132.4925 |  | 0.99099 | 0.99461 | 1.0009 | 0.99101 | 0.99461 | 1.0009 | -0.41768 | -119.8783 | 119.673 | -0.41759 | -119.8786 | 119.6737
Line10_11_12 | 0.00017552 | 6.6518e-05 | 0.0001102 | 0.00017552 | 6.6518e-05 | 0.0001102 | 4.0536e-05 | 1.5362e-05 | 2.545e-05 | 4.0536e-05 | 1.5362e-05 | 2.545e-05 | -2.9964e-05 | 9.8909e-07 | -2.4823e-05 | 2.9965e-05 | -9.8901e-07 | 2.4823e-05 | -2.6757e-05 | -1.5247e-05 | 5.7173e-06 | 2.6758e-05 | 1.5247e-05 | -5.717e-06 | 137.818 | -33.5906 | -47.3554 | -42.182 | 146.4094 | 132.6446 |  | 0.99103 | 0.99462 | 1.0009 | 0.99105 | 0.99463 | 1.0009 | -0.41749 | -119.879 | 119.6743 | -0.4174 | -119.8793 | 119.675
Line11_12_13 | 0.00017552 | 6.6518e-05 | 0.0001102 | 0.00017552 | 6.6518e-05 | 0.0001102 | 4.0536e-05 | 1.5362e-05 | 2.545e-05 | 4.0536e-05 | 1.5362e-05 | 2.545e-05 | -2.9965e-05 | 9.8903e-07 | -2.4823e-05 | 2.9965e-05 | -9.8894e-07 | 2.4823e-05 | -2.6758e-05 | -1.5247e-05 | 5.717e-06 | 2.6759e-05 | 1.5247e-05 | -5.7168e-06 | 137.8179 | -33.5907 | -47.3555 | -42.1821 | 146.4093 | 132.6445 |  | 0.99105 | 0.99463 | 1.0009 | 0.99107 | 0.99463 | 1.0009 | -0.4174 | -119.8793 | 119.675 | -0.4173 | -119.8797 | 119.6756
Line12_13_15 | 0 | 0 | 0 | 0 | 0 | 0 | 0 | 0 | 0 | 0 | 0 | 0 | -9.7035e-11 | -5.8723e-11 | 1.0236e-11 | 9.7035e-11 | 5.8723e-11 | -1.0236e-11 | 7.9401e-11 | -2.2979e-11 | 6.2334e-11 | -7.9401e-11 | 2.2979e-11 | -6.2334e-11 | 0 | 0 | 0 | 0 | 0 | 0 |  | 0.99107 | 0.99463 | 1.0009 | 0.99107 | 0.99463 | 1.0009 | -0.4173 | -119.8797 | 119.6756 | -0.4173 | -119.8797 | 119.6756
Line13_13_14 | 0.00017552 | 6.6518e-05 | 0.0001102 | 0.00017552 | 6.6518e-05 | 0.0001102 | 4.0536e-05 | 1.5362e-05 | 2.545e-05 | 4.0536e-05 | 1.5362e-05 | 2.545e-05 | -2.9965e-05 | 9.8902e-07 | -2.4824e-05 | 2.9966e-05 | -9.8894e-07 | 2.4824e-05 | -2.6759e-05 | -1.5247e-05 | 5.7167e-06 | 2.6759e-05 | 1.5247e-05 | -5.7164e-06 | 137.8177 | -33.591 | -47.3557 | -42.1823 | 146.409 | 132.6443 |  | 0.99107 | 0.99463 | 1.0009 | 0.99109 | 0.99464 | 1.0009 | -0.4173 | -119.8797 | 119.6756 | -0.41721 | -119.88 | 119.6763
Line14_15_16 | 0 | 0 | 0 | 0 | 0 | 0 | 0 | 0 | 0 | 0 | 0 | 0 | -6.469e-11 | -3.9149e-11 | 6.824e-12 | 6.469e-11 | 3.9149e-11 | -6.824e-12 | 5.2934e-11 | -1.5319e-11 | 4.1556e-11 | -5.2934e-11 | 1.5319e-11 | -4.1556e-11 | 0 | 0 | 0 | 0 | 0 | 0 |  | 0.99107 | 0.99463 | 1.0009 | 0.99107 | 0.99463 | 1.0009 | -0.4173 | -119.8797 | 119.6756 | -0.4173 | -119.8797 | 119.6756
Line15_16_17 | 0 | 0 | 0 | 0 | 0 | 0 | 0 | 0 | 0 | 0 | 0 | 0 | -3.2345e-11 | -1.9574e-11 | 3.412e-12 | 3.2345e-11 | 1.9574e-11 | -3.412e-12 | 2.6467e-11 | -7.6595e-12 | 2.0778e-11 | -2.6467e-11 | 7.6595e-12 | -2.0778e-11 | 0 | 0 | 0 | 0 | 0 | 0 |  | 0.99107 | 0.99463 | 1.0009 | 0.99107 | 0.99463 | 1.0009 | -0.4173 | -119.8797 | 119.6756 | -0.4173 | -119.8797 | 119.6756
Line16_4_18 | 0 | 0 | 0 | 0 | 0 | 0 | 0 | 0 | 0 | 0 | 0 | 0 | -3.2571e-11 | -1.9633e-11 | 3.3383e-12 | 3.2571e-11 | 1.9633e-11 | -3.3383e-12 | 2.6483e-11 | -7.7241e-12 | 2.0902e-11 | -2.6483e-11 | 7.7241e-12 | -2.0902e-11 | 0 | 0 | 0 | 0 | 0 | 0 |  | 0.99101 | 0.99461 | 1.0009 | 0.99101 | 0.99461 | 1.0009 | -0.41759 | -119.8786 | 119.6737 | -0.41759 | -119.8786 | 119.6737
Line17_5_19 | 0 | 0 | 0 | 0 | 0 | 0 | 0 | 0 | 0 | 0 | 0 | 0 | -3.2647e-11 | -1.9652e-11 | 3.3132e-12 | 3.2647e-11 | 1.9652e-11 | -3.3133e-12 | 2.6488e-11 | -7.7458e-12 | 2.0944e-11 | -2.6488e-11 | 7.7458e-12 | -2.0944e-11 | 0 | 0 | 0 | 0 | 0 | 0 |  | 0.99099 | 0.99461 | 1.0009 | 0.99099 | 0.99461 | 1.0009 | -0.41768 | -119.8783 | 119.673 | -0.41768 | -119.8783 | 119.673
Line1_1_3 | 0.00017552 | 6.6518e-05 | 0.0001102 | 0.00017552 | 6.6518e-05 | 0.0001102 | 4.0536e-05 | 1.5362e-05 | 2.545e-05 | 4.0536e-05 | 1.5362e-05 | 2.545e-05 | -2.9963e-05 | 9.8922e-07 | -2.4823e-05 | 2.9963e-05 | -9.8914e-07 | 2.4823e-05 | -2.6756e-05 | -1.5247e-05 | 5.7178e-06 | 2.6757e-05 | 1.5247e-05 | -5.7176e-06 | 137.8181 | -33.5905 | -47.3553 | -42.1819 | 146.4095 | 132.6447 |  | 0.99099 | 0.99461 | 1.0009 | 0.99101 | 0.99461 | 1.0009 | -0.41768 | -119.8783 | 119.673 | -0.41759 | -119.8786 | 119.6737
Line2_1_4 | 0.00017658 | 6.6852e-05 | 0.00011097 | 0.00017658 | 6.6852e-05 | 0.00011097 | 4.0779e-05 | 1.5439e-05 | 2.5627e-05 | 4.0779e-05 | 1.5439e-05 | 2.5627e-05 | -3.0035e-05 | 1.0164e-06 | -2.5025e-05 | 3.0036e-05 | -1.0164e-06 | 2.5025e-05 | -2.7037e-05 | -1.5322e-05 | 5.6242e-06 | 2.7037e-05 | 1.5322e-05 | -5.624e-06 | 137.5897 | -33.6737 | -47.6606 | -42.4103 | 146.3263 | 132.3394 |  | 0.99099 | 0.99461 | 1.0009 | 0.99101 | 0.99461 | 1.0009 | -0.41768 | -119.8783 | 119.673 | -0.41759 | -119.8786 | 119.6737
Line3_1_5 | 0 | 0 | 0 | 0 | 0 | 0 | 0 | 0 | 0 | 0 | 0 | 0 | -6.5295e-11 | -3.9305e-11 | 6.6265e-12 | 6.5295e-11 | 3.9305e-11 | -6.6265e-12 | 5.2977e-11 | -1.5492e-11 | 4.1888e-11 | -5.2977e-11 | 1.5492e-11 | -4.1888e-11 | 0 | 0 | 0 | 0 | 0 | 0 |  | 0.99099 | 0.99461 | 1.0009 | 0.99099 | 0.99461 | 1.0009 | -0.41768 | -119.8783 | 119.673 | -0.41768 | -119.8783 | 119.673
Line4_2_6 | 0.00017605 | 6.6685e-05 | 0.00011058 | 0.00017605 | 6.6685e-05 | 0.00011058 | 4.0657e-05 | 1.54e-05 | 2.5538e-05 | 4.0657e-05 | 1.54e-05 | 2.5538e-05 | -3e-05 | 1.0027e-06 | -2.4924e-05 | 3e-05 | -1.0026e-06 | 2.4924e-05 | -2.6897e-05 | -1.5284e-05 | 5.6712e-06 | 2.6897e-05 | 1.5284e-05 | -5.6709e-06 | 137.7042 | -33.6321 | -47.5075 | -42.2958 | 146.3679 | 132.4925 |  | 0.99101 | 0.99461 | 1.0009 | 0.99103 | 0.99462 | 1.0009 | -0.41759 | -119.8786 | 119.6737 | -0.4175 | -119.879 | 119.6743
Line5_6_7 | 0.00017605 | 6.6685e-05 | 0.00011058 | 0.00017605 | 6.6685e-05 | 0.00011058 | 4.0657e-05 | 1.54e-05 | 2.5538e-05 | 4.0657e-05 | 1.54e-05 | 2.5538e-05 | -3e-05 | 1.0026e-06 | -2.4924e-05 | 3.0001e-05 | -1.0026e-06 | 2.4924e-05 | -2.6897e-05 | -1.5284e-05 | 5.6709e-06 | 2.6898e-05 | 1.5285e-05 | -5.6707e-06 | 137.7042 | -33.6321 | -47.5075 | -42.2958 | 146.3679 | 132.4925 |  | 0.99103 | 0.99462 | 1.0009 | 0.99105 | 0.99463 | 1.0009 | -0.4175 | -119.879 | 119.6743 | -0.4174 | -119.8793 | 119.675
Line6_7_8 | 0 | 0 | 0 | 0 | 0 | 0 | 0 | 0 | 0 | 0 | 0 | 0 | -9.726e-11 | -5.8781e-11 | 1.0164e-11 | 9.726e-11 | 5.8781e-11 | -1.0164e-11 | 7.9418e-11 | -2.3043e-11 | 6.2458e-11 | -7.9418e-11 | 2.3043e-11 | -6.2458e-11 | 0 | 0 | 0 | 0 | 0 | 0 |  | 0.99105 | 0.99463 | 1.0009 | 0.99105 | 0.99463 | 1.0009 | -0.4174 | -119.8793 | 119.675 | -0.4174 | -119.8793 | 119.675
Line7_8_9 | 0 | 0 | 0 | 0 | 0 | 0 | 0 | 0 | 0 | 0 | 0 | 0 | -3.242e-11 | -1.9594e-11 | 3.3879e-12 | 3.242e-11 | 1.9594e-11 | -3.3879e-12 | 2.6473e-11 | -7.6809e-12 | 2.0819e-11 | -2.6473e-11 | 7.6809e-12 | -2.0819e-11 | 0 | 0 | 0 | 0 | 0 | 0 |  | 0.99105 | 0.99463 | 1.0009 | 0.99105 | 0.99463 | 1.0009 | -0.4174 | -119.8793 | 119.675 | -0.4174 | -119.8793 | 119.675
Line8_8_10 | 0 | 0 | 0 | 0 | 0 | 0 | 0 | 0 | 0 | 0 | 0 | 0 | -3.242e-11 | -1.9594e-11 | 3.3879e-12 | 3.242e-11 | 1.9594e-11 | -3.3879e-12 | 2.6473e-11 | -7.6809e-12 | 2.0819e-11 | -2.6473e-11 | 7.6809e-12 | -2.0819e-11 | 0 | 0 | 0 | 0 | 0 | 0 |  | 0.99105 | 0.99463 | 1.0009 | 0.99105 | 0.99463 | 1.0009 | -0.4174 | -119.8793 | 119.675 | -0.4174 | -119.8793 | 119.675
Line9_3_11 | 0.00017552 | 6.6518e-05 | 0.0001102 | 0.00017552 | 6.6518e-05 | 0.0001102 | 4.0536e-05 | 1.5362e-05 | 2.545e-05 | 4.0536e-05 | 1.5362e-05 | 2.545e-05 | -2.9963e-05 | 9.8916e-07 | -2.4823e-05 | 2.9964e-05 | -9.8907e-07 | 2.4823e-05 | -2.6757e-05 | -1.5247e-05 | 5.7175e-06 | 2.6757e-05 | 1.5247e-05 | -5.7173e-06 | 137.8181 | -33.5906 | -47.3554 | -42.1819 | 146.4094 | 132.6446 |  | 0.99101 | 0.99461 | 1.0009 | 0.99103 | 0.99462 | 1.0009 | -0.41759 | -119.8786 | 119.6737 | -0.41749 | -119.879 | 119.6743

## LLG_max_6
name | pf_ikss_a_from_ka | pf_ikss_b_from_ka | pf_ikss_c_from_ka | pf_ikss_a_to_ka | pf_ikss_b_to_ka | pf_ikss_c_to_ka | pf_skss_a_from_mw | pf_skss_b_from_mw | pf_skss_c_from_mw | pf_skss_a_to_mw | pf_skss_b_to_mw | pf_skss_c_to_mw | pf_p_a_from_mw | pf_p_b_from_mw | pf_p_c_from_mw | pf_p_a_to_mw | pf_p_b_to_mw | pf_p_c_to_mw | pf_q_a_from_mvar | pf_q_b_from_mvar | pf_q_c_from_mvar | pf_q_a_to_mvar | pf_q_b_to_mvar | pf_q_c_to_mvar | pf_ikss_a_from_degree | pf_ikss_b_from_degree | pf_ikss_c_from_degree | pf_ikss_a_to_degree | pf_ikss_b_to_degree | pf_ikss_c_to_degree | 3xI0 | pf_vm_a_from_pu | pf_vm_b_from_pu | pf_vm_c_from_pu | pf_vm_a_to_pu | pf_vm_b_to_pu | pf_vm_c_to_pu | pf_va_a_from_degree | pf_va_b_from_degree | pf_va_c_from_degree | pf_va_a_to_degree | pf_va_b_to_degree | pf_va_c_to_degree
Line0_1_2 | 0.33393 | 0.64237 | 0.60005 | 0.33393 | 0.64237 | 0.60005 | 0.077118 | 0.14835 | 0.13858 | 0.077118 | 0.14835 | 0.13858 | -0.01904 | -0.056842 | 0.042993 | 0.020155 | 0.060968 | -0.039393 | -0.061325 | -0.032136 | -0.04849 | 0.063555 | 0.040389 | 0.055691 | 108.9646 | -3.5231 | -152.5801 | -71.0354 | 176.4769 | 27.4199 |  | 0.83266 | 0.44016 | 0.46765 | 0.86458 | 0.49297 | 0.49226 | 1.7162 | -154.041 | 158.9816 | 1.3693 | -150.0002 | 152.6934
Line10_11_12 | 0.29363 | 0.57116 | 0.53933 | 0.29363 | 0.57116 | 0.53933 | 0.067812 | 0.1319 | 0.12455 | 0.067812 | 0.1319 | 0.12455 | -0.018391 | -0.057631 | 0.032284 | 0.019254 | 0.060894 | -0.029375 | -0.057397 | -0.040595 | -0.055692 | 0.059121 | 0.047119 | 0.061509 | 108.8845 | -2.3651 | -151.8724 | -71.1155 | 177.6349 | 28.1276 |  | 0.88881 | 0.53443 | 0.51683 | 0.91691 | 0.58373 | 0.54727 | 1.1177 | -147.2047 | 148.228 | 0.84599 | -144.6325 | 143.6555
Line11_12_13 | 0.29363 | 0.57116 | 0.53933 | 0.29363 | 0.57116 | 0.53933 | 0.067812 | 0.1319 | 0.12455 | 0.067812 | 0.1319 | 0.12455 | -0.019254 | -0.060894 | 0.029375 | 0.020116 | 0.064156 | -0.026466 | -0.059121 | -0.047119 | -0.061509 | 0.060846 | 0.053644 | 0.067327 | 108.8845 | -2.3651 | -151.8724 | -71.1155 | 177.6349 | 28.1276 |  | 0.91691 | 0.58373 | 0.54727 | 0.94504 | 0.63401 | 0.58082 | 0.84599 | -144.6325 | 143.6555 | 0.59042 | -142.4646 | 139.5876
Line12_13_15 | 0 | 0 | 0 | 0 | 0 | 0 | 0 | 0 | 0 | 0 | 0 | 0 | -1.6103e-09 | -2.6677e-09 | -2.9104e-09 | 1.6103e-09 | 2.6677e-09 | 2.9104e-09 | -1.1783e-10 | 2.9314e-09 | -2.3561e-09 | 1.1783e-10 | -2.9314e-09 | 2.3561e-09 | 0 | 0 | 0 | 0 | 0 | 0 |  | 0.94504 | 0.63401 | 0.58082 | 0.94504 | 0.63401 | 0.58082 | 0.59042 | -142.4646 | 139.5876 | 0.59042 | -142.4646 | 139.5876
Line13_13_14 | 0.29363 | 0.57116 | 0.53933 | 0.29363 | 0.57116 | 0.53933 | 0.067812 | 0.1319 | 0.12455 | 0.067812 | 0.1319 | 0.12455 | -0.020116 | -0.064156 | 0.026466 | 0.020978 | 0.067418 | -0.023558 | -0.060846 | -0.053644 | -0.067327 | 0.06257 | 0.060168 | 0.073144 | 108.8845 | -2.3651 | -151.8724 | -71.1155 | 177.6349 | 28.1276 |  | 0.94504 | 0.63401 | 0.58082 | 0.97318 | 0.68507 | 0.61696 | 0.59042 | -142.4646 | 139.5876 | 0.34963 | -140.6174 | 135.9799
Line14_15_16 | 0 | 0 | 0 | 0 | 0 | 0 | 0 | 0 | 0 | 0 | 0 | 0 | -1.0735e-09 | -1.7785e-09 | -1.9402e-09 | 1.0735e-09 | 1.7785e-09 | 1.9402e-09 | -7.8555e-11 | 1.9543e-09 | -1.5707e-09 | 7.8555e-11 | -1.9543e-09 | 1.5707e-09 | 0 | 0 | 0 | 0 | 0 | 0 |  | 0.94504 | 0.63401 | 0.58082 | 0.94504 | 0.63401 | 0.58082 | 0.59042 | -142.4646 | 139.5876 | 0.59042 | -142.4646 | 139.5876
Line15_16_17 | 0 | 0 | 0 | 0 | 0 | 0 | 0 | 0 | 0 | 0 | 0 | 0 | -5.3676e-10 | -8.8924e-10 | -9.7012e-10 | 5.3676e-10 | 8.8924e-10 | 9.7012e-10 | -3.9277e-11 | 9.7713e-10 | -7.8536e-10 | 3.9277e-11 | -9.7713e-10 | 7.8536e-10 | 0 | 0 | 0 | 0 | 0 | 0 |  | 0.94504 | 0.63401 | 0.58082 | 0.94504 | 0.63401 | 0.58082 | 0.59042 | -142.4646 | 139.5876 | 0.59042 | -142.4646 | 139.5876
Line16_4_18 | 0 | 0 | 0 | 0 | 0 | 0 | 0 | 0 | 0 | 0 | 0 | 0 | -7.3359e-10 | -8.3516e-10 | -7.9674e-10 | 7.3359e-10 | 8.3516e-10 | 7.9674e-10 | -8.0512e-11 | 1.0015e-09 | -1.0546e-09 | 8.0512e-11 | -1.0015e-09 | 1.0546e-09 | 0 | 0 | 0 | 0 | 0 | 0 |  | 0.86965 | 0.50147 | 0.49492 | 0.86965 | 0.50147 | 0.49492 | 1.3153 | -149.6809 | 151.8905 | 1.3153 | -149.6809 | 151.8905
Line17_5_19 | 0 | 0 | 0 | 0 | 0 | 0 | 0 | 0 | 0 | 0 | 0 | 0 | -8.1471e-10 | -7.6071e-10 | -6.6434e-10 | 8.1471e-10 | 7.6071e-10 | 6.6434e-10 | -1.0058e-10 | 9.9379e-10 | -1.1865e-09 | 1.0058e-10 | -9.9379e-10 | 1.1865e-09 | 0 | 0 | 0 | 0 | 0 | 0 |  | 0.83266 | 0.44016 | 0.46765 | 0.83266 | 0.44016 | 0.46765 | 1.7162 | -154.041 | 158.9816 | 1.7162 | -154.041 | 158.9816
Line1_1_3 | 0.29363 | 0.57116 | 0.53933 | 0.29363 | 0.57116 | 0.53933 | 0.067812 | 0.1319 | 0.12455 | 0.067812 | 0.1319 | 0.12455 | -0.016667 | -0.051107 | 0.038101 | 0.017529 | 0.054369 | -0.035193 | -0.053948 | -0.027546 | -0.044057 | 0.055672 | 0.03407 | 0.049874 | 108.8845 | -2.3651 | -151.8724 | -71.1155 | 177.6349 | 28.1276 |  | 0.83266 | 0.44016 | 0.46765 | 0.86072 | 0.48644 | 0.49008 | 1.7162 | -154.041 | 158.9816 | 1.4072 | -150.2918 | 153.3354
Line2_1_4 | 0.38699 | 0.73295 | 0.67601 | 0.38699 | 0.73295 | 0.67601 | 0.089372 | 0.16927 | 0.15612 | 0.089372 | 0.16927 | 0.15612 | -0.022028 | -0.063901 | 0.049239 | 0.023525 | 0.069274 | -0.044669 | -0.071081 | -0.038307 | -0.053906 | 0.074077 | 0.049051 | 0.063046 | 108.9342 | -4.9823 | -153.4278 | -71.0658 | 175.0177 | 26.5722 |  | 0.83266 | 0.44016 | 0.46765 | 0.86965 | 0.50147 | 0.49492 | 1.7162 | -154.041 | 158.9816 | 1.3153 | -149.6809 | 151.8905
Line3_1_5 | 0 | 0 | 0 | 0 | 0 | 0 | 0 | 0 | 0 | 0 | 0 | 0 | -1.6294e-09 | -1.5214e-09 | -1.3287e-09 | 1.6294e-09 | 1.5214e-09 | 1.3287e-09 | -2.0116e-10 | 1.9876e-09 | -2.3731e-09 | 2.0116e-10 | -1.9876e-09 | 2.3731e-09 | 0 | 0 | 0 | 0 | 0 | 0 |  | 0.83266 | 0.44016 | 0.46765 | 0.83266 | 0.44016 | 0.46765 | 1.7162 | -154.041 | 158.9816 | 1.7162 | -154.041 | 158.9816
Line4_2_6 | 0.33393 | 0.64237 | 0.60005 | 0.33393 | 0.64237 | 0.60005 | 0.077118 | 0.14835 | 0.13858 | 0.077118 | 0.14835 | 0.13858 | -0.020155 | -0.060968 | 0.039393 | 0.02127 | 0.065095 | -0.035792 | -0.063555 | -0.040389 | -0.055691 | 0.065785 | 0.048642 | 0.062892 | 108.9646 | -3.5231 | -152.5801 | -71.0354 | 176.4769 | 27.4199 |  | 0.86458 | 0.49297 | 0.49226 | 0.89653 | 0.54777 | 0.5222 | 1.3693 | -150.0002 | 152.6934 | 1.0472 | -146.7543 | 147.0643
Line5_6_7 | 0.33393 | 0.64237 | 0.60005 | 0.33393 | 0.64237 | 0.60005 | 0.077118 | 0.14835 | 0.13858 | 0.077118 | 0.14835 | 0.13858 | -0.02127 | -0.065095 | 0.035792 | 0.022385 | 0.069221 | -0.032192 | -0.065785 | -0.048642 | -0.062892 | 0.068015 | 0.056895 | 0.070093 | 108.9646 | -3.5231 | -152.5801 | -71.0354 | 176.4769 | 27.4199 |  | 0.89653 | 0.54777 | 0.5222 | 0.92851 | 0.60399 | 0.55661 | 1.0472 | -146.7543 | 147.0643 | 0.74718 | -144.1054 | 142.0877
Line6_7_8 | 0 | 0 | 0 | 0 | 0 | 0 | 0 | 0 | 0 | 0 | 0 | 0 | -1.7506e-09 | -2.6581e-09 | -2.8327e-09 | 1.7506e-09 | 2.6581e-09 | 2.8327e-09 | -1.4651e-10 | 2.9848e-09 | -2.5325e-09 | 1.4651e-10 | -2.9848e-09 | 2.5325e-09 | 0 | 0 | 0 | 0 | 0 | 0 |  | 0.92851 | 0.60399 | 0.55661 | 0.92851 | 0.60399 | 0.55661 | 0.74718 | -144.1054 | 142.0877 | 0.74718 | -144.1054 | 142.0877
Line7_8_9 | 0 | 0 | 0 | 0 | 0 | 0 | 0 | 0 | 0 | 0 | 0 | 0 | -5.8353e-10 | -8.8604e-10 | -9.4425e-10 | 5.8353e-10 | 8.8604e-10 | 9.4425e-10 | -4.8836e-11 | 9.9494e-10 | -8.4417e-10 | 4.8836e-11 | -9.9494e-10 | 8.4417e-10 | 0 | 0 | 0 | 0 | 0 | 0 |  | 0.92851 | 0.60399 | 0.55661 | 0.92851 | 0.60399 | 0.55661 | 0.74718 | -144.1054 | 142.0877 | 0.74718 | -144.1054 | 142.0877
Line8_8_10 | 0 | 0 | 0 | 0 | 0 | 0 | 0 | 0 | 0 | 0 | 0 | 0 | -5.8353e-10 | -8.8604e-10 | -9.4425e-10 | 5.8353e-10 | 8.8604e-10 | 9.4425e-10 | -4.8836e-11 | 9.9494e-10 | -8.4417e-10 | 4.8836e-11 | -9.9494e-10 | 8.4417e-10 | 0 | 0 | 0 | 0 | 0 | 0 |  | 0.92851 | 0.60399 | 0.55661 | 0.92851 | 0.60399 | 0.55661 | 0.74718 | -144.1054 | 142.0877 | 0.74718 | -144.1054 | 142.0877
Line9_3_11 | 0.29363 | 0.57116 | 0.53933 | 0.29363 | 0.57116 | 0.53933 | 0.067812 | 0.1319 | 0.12455 | 0.067812 | 0.1319 | 0.12455 | -0.017529 | -0.054369 | 0.035193 | 0.018391 | 0.057631 | -0.032284 | -0.055672 | -0.03407 | -0.049874 | 0.057397 | 0.040595 | 0.055692 | 108.8845 | -2.3651 | -151.8724 | -71.1155 | 177.6349 | 28.1276 |  | 0.86072 | 0.48644 | 0.49008 | 0.88881 | 0.53443 | 0.51683 | 1.4072 | -150.2918 | 153.3354 | 1.1177 | -147.2047 | 148.228

## LLG_max_10
name | pf_ikss_a_from_ka | pf_ikss_b_from_ka | pf_ikss_c_from_ka | pf_ikss_a_to_ka | pf_ikss_b_to_ka | pf_ikss_c_to_ka | pf_skss_a_from_mw | pf_skss_b_from_mw | pf_skss_c_from_mw | pf_skss_a_to_mw | pf_skss_b_to_mw | pf_skss_c_to_mw | pf_p_a_from_mw | pf_p_b_from_mw | pf_p_c_from_mw | pf_p_a_to_mw | pf_p_b_to_mw | pf_p_c_to_mw | pf_q_a_from_mvar | pf_q_b_from_mvar | pf_q_c_from_mvar | pf_q_a_to_mvar | pf_q_b_to_mvar | pf_q_c_to_mvar | pf_ikss_a_from_degree | pf_ikss_b_from_degree | pf_ikss_c_from_degree | pf_ikss_a_to_degree | pf_ikss_b_to_degree | pf_ikss_c_to_degree | 3xI0 | pf_vm_a_from_pu | pf_vm_b_from_pu | pf_vm_c_from_pu | pf_vm_a_to_pu | pf_vm_b_to_pu | pf_vm_c_to_pu | pf_va_a_from_degree | pf_va_b_from_degree | pf_va_c_from_degree | pf_va_a_to_degree | pf_va_b_to_degree | pf_va_c_to_degree
Line0_1_2 | 0.3266 | 0.62271 | 0.58196 | 0.3266 | 0.62271 | 0.58196 | 0.075424 | 0.14381 | 0.1344 | 0.075424 | 0.14381 | 0.1344 | -0.018421 | -0.055114 | 0.04166 | 0.019488 | 0.058991 | -0.038274 | -0.060231 | -0.031808 | -0.047419 | 0.062365 | 0.039564 | 0.054192 | 108.7287 | -3.7866 | -152.56 | -71.2713 | 176.2134 | 27.44 |  | 0.83508 | 0.44249 | 0.46965 | 0.86628 | 0.49392 | 0.49364 | 1.723 | -153.7956 | 158.7415 | 1.3757 | -149.938 | 152.6719
Line10_11_12 | 0.28851 | 0.55599 | 0.52507 | 0.28851 | 0.55599 | 0.52507 | 0.06663 | 0.1284 | 0.12126 | 0.06663 | 0.1284 | 0.12126 | -0.017868 | -0.055934 | 0.031565 | 0.0187 | 0.059026 | -0.028808 | -0.056559 | -0.039801 | -0.054253 | 0.058224 | 0.045983 | 0.059767 | 108.6532 | -2.6702 | -151.8823 | -71.3468 | 177.3298 | 28.1177 |  | 0.89021 | 0.53466 | 0.51762 | 0.91781 | 0.58274 | 0.54715 | 1.1211 | -147.2361 | 148.3093 | 0.84735 | -144.7504 | 143.8522
Line11_12_13 | 0.28851 | 0.55599 | 0.52507 | 0.28851 | 0.55599 | 0.52507 | 0.06663 | 0.1284 | 0.12126 | 0.06663 | 0.1284 | 0.12126 | -0.0187 | -0.059026 | 0.028808 | 0.019533 | 0.062117 | -0.026051 | -0.058224 | -0.045983 | -0.059767 | 0.059889 | 0.052165 | 0.065281 | 108.6532 | -2.6702 | -151.8823 | -71.3468 | 177.3298 | 28.1177 |  | 0.91781 | 0.58274 | 0.54715 | 0.94543 | 0.63174 | 0.57964 | 0.84735 | -144.7504 | 143.8522 | 0.58954 | -142.6468 | 139.8728
Line12_13_15 | 0 | 0 | 0 | 0 | 0 | 0 | 0 | 0 | 0 | 0 | 0 | 0 | -1.6069e-09 | -2.6646e-09 | -2.9002e-09 | 1.6069e-09 | 2.6646e-09 | 2.9002e-09 | -1.177e-10 | 2.9434e-09 | -2.3842e-09 | 1.177e-10 | -2.9434e-09 | 2.3842e-09 | 0 | 0 | 0 | 0 | 0 | 0 |  | 0.94543 | 0.63174 | 0.57964 | 0.94543 | 0.63174 | 0.57964 | 0.58954 | -142.6468 | 139.8728 | 0.58954 | -142.6468 | 139.8728
Line13_13_14 | 0.28851 | 0.55599 | 0.52507 | 0.28851 | 0.55599 | 0.52507 | 0.06663 | 0.1284 | 0.12126 | 0.06663 | 0.1284 | 0.12126 | -0.019533 | -0.062117 | 0.026051 | 0.020365 | 0.065208 | -0.023294 | -0.059889 | -0.052165 | -0.065281 | 0.061554 | 0.058348 | 0.070795 | 108.6532 | -2.6702 | -151.8823 | -71.3468 | 177.3298 | 28.1177 |  | 0.94543 | 0.63174 | 0.57964 | 0.97307 | 0.68148 | 0.61462 | 0.58954 | -142.6468 | 139.8728 | 0.34637 | -140.8482 | 136.3309
Line14_15_16 | 0 | 0 | 0 | 0 | 0 | 0 | 0 | 0 | 0 | 0 | 0 | 0 | -1.0713e-09 | -1.7764e-09 | -1.9334e-09 | 1.0713e-09 | 1.7764e-09 | 1.9334e-09 | -7.847e-11 | 1.9622e-09 | -1.5894e-09 | 7.847e-11 | -1.9622e-09 | 1.5894e-09 | 0 | 0 | 0 | 0 | 0 | 0 |  | 0.94543 | 0.63174 | 0.57964 | 0.94543 | 0.63174 | 0.57964 | 0.58954 | -142.6468 | 139.8728 | 0.58954 | -142.6468 | 139.8728
Line15_16_17 | 0 | 0 | 0 | 0 | 0 | 0 | 0 | 0 | 0 | 0 | 0 | 0 | -5.3563e-10 | -8.882e-10 | -9.6672e-10 | 5.3563e-10 | 8.882e-10 | 9.6672e-10 | -3.9235e-11 | 9.8112e-10 | -7.9472e-10 | 3.9235e-11 | -9.8112e-10 | 7.9472e-10 | 0 | 0 | 0 | 0 | 0 | 0 |  | 0.94543 | 0.63174 | 0.57964 | 0.94543 | 0.63174 | 0.57964 | 0.58954 | -142.6468 | 139.8728 | 0.58954 | -142.6468 | 139.8728
Line16_4_18 | 0 | 0 | 0 | 0 | 0 | 0 | 0 | 0 | 0 | 0 | 0 | 0 | -7.3037e-10 | -8.3572e-10 | -7.9578e-10 | 7.3037e-10 | 8.3572e-10 | 7.9578e-10 | -8.1173e-11 | 1.0011e-09 | -1.0583e-09 | 8.1174e-11 | -1.0011e-09 | 1.0583e-09 | 0 | 0 | 0 | 0 | 0 | 0 |  | 0.87102 | 0.50181 | 0.49613 | 0.87102 | 0.50181 | 0.49613 | 1.324 | -149.6455 | 151.9287 | 1.324 | -149.6455 | 151.9287
Line17_5_19 | 0 | 0 | 0 | 0 | 0 | 0 | 0 | 0 | 0 | 0 | 0 | 0 | -8.0965e-10 | -7.6522e-10 | -6.6872e-10 | 8.0965e-10 | 7.6522e-10 | 6.6872e-10 | -1.0127e-10 | 9.9271e-10 | -1.1854e-09 | 1.0127e-10 | -9.9271e-10 | 1.1854e-09 | 0 | 0 | 0 | 0 | 0 | 0 |  | 0.83508 | 0.44249 | 0.46965 | 0.83508 | 0.44249 | 0.46965 | 1.723 | -153.7956 | 158.7415 | 1.723 | -153.7956 | 158.7415
Line1_1_3 | 0.28851 | 0.55599 | 0.52507 | 0.28851 | 0.55599 | 0.52507 | 0.06663 | 0.1284 | 0.12126 | 0.06663 | 0.1284 | 0.12126 | -0.016203 | -0.049752 | 0.037079 | 0.017035 | 0.052843 | -0.034322 | -0.05323 | -0.027436 | -0.043225 | 0.054894 | 0.033618 | 0.048739 | 108.6532 | -2.6702 | -151.8823 | -71.3468 | 177.3298 | 28.1177 |  | 0.83508 | 0.44249 | 0.46965 | 0.86263 | 0.48778 | 0.4916 | 1.723 | -153.7956 | 158.7415 | 1.4125 | -150.2062 | 153.2712
Line2_1_4 | 0.37621 | 0.7068 | 0.65252 | 0.37621 | 0.7068 | 0.65252 | 0.086883 | 0.16323 | 0.15069 | 0.086883 | 0.16323 | 0.15069 | -0.021188 | -0.061659 | 0.047455 | 0.022603 | 0.066655 | -0.043197 | -0.069391 | -0.037615 | -0.052506 | 0.072222 | 0.047607 | 0.061022 | 108.7023 | -5.1808 | -153.3656 | -71.2977 | 174.8192 | 26.6344 |  | 0.83508 | 0.44249 | 0.46965 | 0.87102 | 0.50181 | 0.49613 | 1.723 | -153.7956 | 158.7415 | 1.324 | -149.6455 | 151.9287
Line3_1_5 | 0 | 0 | 0 | 0 | 0 | 0 | 0 | 0 | 0 | 0 | 0 | 0 | -1.6193e-09 | -1.5304e-09 | -1.3374e-09 | 1.6193e-09 | 1.5304e-09 | 1.3374e-09 | -2.0254e-10 | 1.9854e-09 | -2.3709e-09 | 2.0254e-10 | -1.9854e-09 | 2.3709e-09 | 0 | 0 | 0 | 0 | 0 | 0 |  | 0.83508 | 0.44249 | 0.46965 | 0.83508 | 0.44249 | 0.46965 | 1.723 | -153.7956 | 158.7415 | 1.723 | -153.7956 | 158.7415
Line4_2_6 | 0.3266 | 0.62271 | 0.58196 | 0.3266 | 0.62271 | 0.58196 | 0.075424 | 0.14381 | 0.1344 | 0.075424 | 0.14381 | 0.1344 | -0.019488 | -0.058991 | 0.038274 | 0.020554 | 0.062869 | -0.034887 | -0.062365 | -0.039564 | -0.054192 | 0.064498 | 0.047319 | 0.060966 | 108.7287 | -3.7866 | -152.56 | -71.2713 | 176.2134 | 27.44 |  | 0.86628 | 0.49392 | 0.49364 | 0.89751 | 0.54716 | 0.52264 | 1.3757 | -149.938 | 152.6719 | 1.0525 | -146.8192 | 147.2198
Line5_6_7 | 0.3266 | 0.62271 | 0.58196 | 0.3266 | 0.62271 | 0.58196 | 0.075424 | 0.14381 | 0.1344 | 0.075424 | 0.14381 | 0.1344 | -0.020554 | -0.062869 | 0.034887 | 0.021621 | 0.066747 | -0.0315 | -0.064498 | -0.047319 | -0.060966 | 0.066631 | 0.055075 | 0.067739 | 108.7287 | -3.7866 | -152.56 | -71.2713 | 176.2134 | 27.44 |  | 0.89751 | 0.54716 | 0.52264 | 0.92876 | 0.60174 | 0.55585 | 1.0525 | -146.8192 | 147.2198 | 0.75106 | -144.2597 | 142.3793
Line6_7_8 | 0 | 0 | 0 | 0 | 0 | 0 | 0 | 0 | 0 | 0 | 0 | 0 | -1.7484e-09 | -2.6551e-09 | -2.8206e-09 | 1.7484e-09 | 2.6551e-09 | 2.8206e-09 | -1.4731e-10 | 2.9916e-09 | -2.5607e-09 | 1.4731e-10 | -2.9916e-09 | 2.5607e-09 | 0 | 0 | 0 | 0 | 0 | 0 |  | 0.92876 | 0.60174 | 0.55585 | 0.92876 | 0.60174 | 0.55585 | 0.75106 | -144.2597 | 142.3793 | 0.75106 | -144.2597 | 142.3793
Line7_8_9 | 0 | 0 | 0 | 0 | 0 | 0 | 0 | 0 | 0 | 0 | 0 | 0 | -5.8282e-10 | -8.8503e-10 | -9.4019e-10 | 5.8282e-10 | 8.8503e-10 | 9.4019e-10 | -4.9103e-11 | 9.9719e-10 | -8.5358e-10 | 4.9103e-11 | -9.9719e-10 | 8.5358e-10 | 0 | 0 | 0 | 0 | 0 | 0 |  | 0.92876 | 0.60174 | 0.55585 | 0.92876 | 0.60174 | 0.55585 | 0.75106 | -144.2597 | 142.3793 | 0.75106 | -144.2597 | 142.3793
Line8_8_10 | 0 | 0 | 0 | 0 | 0 | 0 | 0 | 0 | 0 | 0 | 0 | 0 | -5.8282e-10 | -8.8503e-10 | -9.4019e-10 | 5.8282e-10 | 8.8503e-10 | 9.4019e-10 | -4.9103e-11 | 9.9719e-10 | -8.5358e-10 | 4.9103e-11 | -9.9719e-10 | 8.5358e-10 | 0 | 0 | 0 | 0 | 0 | 0 |  | 0.92876 | 0.60174 | 0.55585 | 0.92876 | 0.60174 | 0.55585 | 0.75106 | -144.2597 | 142.3793 | 0.75106 | -144.2597 | 142.3793
Line9_3_11 | 0.28851 | 0.55599 | 0.52507 | 0.28851 | 0.55599 | 0.52507 | 0.06663 | 0.1284 | 0.12126 | 0.06663 | 0.1284 | 0.12126 | -0.017035 | -0.052843 | 0.034322 | 0.017868 | 0.055934 | -0.031565 | -0.054894 | -0.033618 | -0.048739 | 0.056559 | 0.039801 | 0.054253 | 108.6532 | -2.6702 | -151.8823 | -71.3468 | 177.3298 | 28.1177 |  | 0.86263 | 0.48778 | 0.4916 | 0.89021 | 0.53466 | 0.51762 | 1.4125 | -150.2062 | 153.2712 | 1.1211 | -147.2361 | 148.3093

## LLG_max_fault_6
name | pf_ikss_a_from_ka | pf_ikss_b_from_ka | pf_ikss_c_from_ka | pf_ikss_a_to_ka | pf_ikss_b_to_ka | pf_ikss_c_to_ka | pf_skss_a_from_mw | pf_skss_b_from_mw | pf_skss_c_from_mw | pf_skss_a_to_mw | pf_skss_b_to_mw | pf_skss_c_to_mw | pf_p_a_from_mw | pf_p_b_from_mw | pf_p_c_from_mw | pf_p_a_to_mw | pf_p_b_to_mw | pf_p_c_to_mw | pf_q_a_from_mvar | pf_q_b_from_mvar | pf_q_c_from_mvar | pf_q_a_to_mvar | pf_q_b_to_mvar | pf_q_c_to_mvar | pf_ikss_a_from_degree | pf_ikss_b_from_degree | pf_ikss_c_from_degree | pf_ikss_a_to_degree | pf_ikss_b_to_degree | pf_ikss_c_to_degree | 3xI0 | pf_vm_a_from_pu | pf_vm_b_from_pu | pf_vm_c_from_pu | pf_vm_a_to_pu | pf_vm_b_to_pu | pf_vm_c_to_pu | pf_va_a_from_degree | pf_va_b_from_degree | pf_va_c_from_degree | pf_va_a_to_degree | pf_va_b_to_degree | pf_va_c_to_degree
Line0_1_2 | 0.12052 | 0.12255 | 0.12532 | 0.12052 | 0.12255 | 0.12532 | 0.027833 | 0.028302 | 0.028941 | 0.027833 | 0.028302 | 0.028941 | -0.0039293 | -0.0053405 | -0.0042259 | 0.0040746 | 0.0054907 | 0.0043829 | -0.031272 | -0.031516 | -0.032259 | 0.031562 | 0.031816 | 0.032574 | 97.0583 | -20.8787 | -142.7063 | -82.9417 | 159.1213 | 37.2937 |  | 1.1324 | 1.1294 | 1.1242 | 1.1434 | 1.1408 | 1.1357 | -0.10349 | -120.4963 | 119.8307 | -0.29774 | -120.67 | 119.6304
Line10_11_12 | 0.10737 | 0.10905 | 0.11169 | 0.10737 | 0.10905 | 0.11169 | 0.024796 | 0.025183 | 0.025794 | 0.024796 | 0.025183 | 0.025794 | -0.0036387 | -0.0049319 | -0.0039688 | 0.003754 | 0.0050508 | 0.0040936 | -0.028333 | -0.028528 | -0.029257 | 0.028563 | 0.028766 | 0.029507 | 96.8679 | -20.9969 | -142.8 | -83.1321 | 159.0031 | 37.2 |  | 1.152 | 1.1497 | 1.1447 | 1.1618 | 1.1598 | 1.1549 | -0.45028 | -120.8051 | 119.4747 | -0.61928 | -120.9555 | 119.3015
Line11_12_13 | 0.10737 | 0.10905 | 0.11169 | 0.10737 | 0.10905 | 0.11169 | 0.024796 | 0.025183 | 0.025794 | 0.024796 | 0.025183 | 0.025794 | -0.003754 | -0.0050508 | -0.0040936 | 0.0038693 | 0.0051697 | 0.0042183 | -0.028563 | -0.028766 | -0.029507 | 0.028794 | 0.029004 | 0.029756 | 96.8679 | -20.9969 | -142.8 | -83.1321 | 159.0031 | 37.2 |  | 1.1618 | 1.1598 | 1.1549 | 1.1717 | 1.1699 | 1.1651 | -0.61928 | -120.9555 | 119.3015 | -0.78545 | -121.1033 | 119.1313
Line12_13_15 | 0 | 0 | 0 | 0 | 0 | 0 | 0 | 0 | 0 | 0 | 0 | 0 | 9.2489e-10 | 9.0197e-10 | 8.3655e-10 | -9.2489e-10 | -9.0197e-10 | -8.3655e-10 | 1.9434e-10 | 2.7256e-10 | 2.1375e-10 | -1.9434e-10 | -2.7256e-10 | -2.1375e-10 | 0 | 0 | 0 | 0 | 0 | 0 |  | 1.1717 | 1.1699 | 1.1651 | 1.1717 | 1.1699 | 1.1651 | -0.78545 | -121.1033 | 119.1313 | -0.78545 | -121.1033 | 119.1313
Line13_13_14 | 0.10737 | 0.10905 | 0.11169 | 0.10737 | 0.10905 | 0.11169 | 0.024796 | 0.025183 | 0.025794 | 0.024796 | 0.025183 | 0.025794 | -0.0038693 | -0.0051697 | -0.0042183 | 0.0039845 | 0.0052886 | 0.0043431 | -0.028794 | -0.029004 | -0.029756 | 0.029025 | 0.029242 | 0.030006 | 96.8679 | -20.9969 | -142.8 | -83.1321 | 159.0031 | 37.2 |  | 1.1717 | 1.1699 | 1.1651 | 1.1815 | 1.18 | 1.1754 | -0.78545 | -121.1033 | 119.1313 | -0.94885 | -121.2485 | 118.964
Line14_15_16 | 0 | 0 | 0 | 0 | 0 | 0 | 0 | 0 | 0 | 0 | 0 | 0 | 6.1659e-10 | 6.0131e-10 | 5.577e-10 | -6.1659e-10 | -6.0131e-10 | -5.577e-10 | 1.2956e-10 | 1.8171e-10 | 1.425e-10 | -1.2956e-10 | -1.8171e-10 | -1.425e-10 | 0 | 0 | 0 | 0 | 0 | 0 |  | 1.1717 | 1.1699 | 1.1651 | 1.1717 | 1.1699 | 1.1651 | -0.78545 | -121.1033 | 119.1313 | -0.78545 | -121.1033 | 119.1313
Line15_16_17 | 0 | 0 | 0 | 0 | 0 | 0 | 0 | 0 | 0 | 0 | 0 | 0 | 3.083e-10 | 3.0066e-10 | 2.7885e-10 | -3.083e-10 | -3.0066e-10 | -2.7885e-10 | 6.4781e-11 | 9.0855e-11 | 7.1251e-11 | -6.4781e-11 | -9.0855e-11 | -7.1251e-11 | 0 | 0 | 0 | 0 | 0 | 0 |  | 1.1717 | 1.1699 | 1.1651 | 1.1717 | 1.1699 | 1.1651 | -0.78545 | -121.1033 | 119.1313 | -0.78545 | -121.1033 | 119.1313
Line16_4_18 | 0 | 0 | 0 | 0 | 0 | 0 | 0 | 0 | 0 | 0 | 0 | 0 | 1.8885e-10 | 1.78e-10 | 1.5556e-10 | -1.8885e-10 | -1.78e-10 | -1.5556e-10 | 2.5941e-11 | 5.5692e-11 | 3.1673e-11 | -2.5941e-11 | -5.5692e-11 | -3.1673e-11 | 0 | 0 | 0 | 0 | 0 | 0 |  | 1.145 | 1.1424 | 1.1373 | 1.145 | 1.1424 | 1.1373 | -0.32185 | -120.6925 | 119.6044 | -0.32185 | -120.6925 | 119.6044
Line17_5_19 | 0 | 0 | 0 | 0 | 0 | 0 | 0 | 0 | 0 | 0 | 0 | 0 | 1.3453e-10 | 1.2212e-10 | 9.9795e-11 | -1.3453e-10 | -1.2212e-10 | -9.9795e-11 | 8.2493e-12 | 3.9457e-11 | 1.3399e-11 | -8.2493e-12 | -3.9457e-11 | -1.3399e-11 | 0 | 0 | 0 | 0 | 0 | 0 |  | 1.1324 | 1.1294 | 1.1242 | 1.1324 | 1.1294 | 1.1242 | -0.10349 | -120.4963 | 119.8307 | -0.10349 | -120.4963 | 119.8307
Line1_1_3 | 0.10737 | 0.10905 | 0.11169 | 0.10737 | 0.10905 | 0.11169 | 0.024796 | 0.025183 | 0.025794 | 0.024796 | 0.025183 | 0.025794 | -0.0034081 | -0.0046941 | -0.0037193 | 0.0035234 | 0.004813 | 0.0038441 | -0.027872 | -0.028053 | -0.028758 | 0.028102 | 0.028291 | 0.029008 | 96.8679 | -20.9969 | -142.8 | -83.1321 | 159.0031 | 37.2 |  | 1.1324 | 1.1294 | 1.1242 | 1.1422 | 1.1395 | 1.1344 | -0.10349 | -120.4963 | 119.8307 | -0.27837 | -120.6521 | 119.6511
Line2_1_4 | 0.13731 | 0.13982 | 0.14268 | 0.13731 | 0.13982 | 0.14268 | 0.03171 | 0.03229 | 0.032951 | 0.03171 | 0.03229 | 0.032951 | -0.0046275 | -0.0061852 | -0.0048923 | 0.004816 | 0.0063807 | 0.0050958 | -0.03561 | -0.035942 | -0.036719 | 0.035987 | 0.036333 | 0.037126 | 97.3006 | -20.732 | -142.5802 | -82.6994 | 159.268 | 37.4198 |  | 1.1324 | 1.1294 | 1.1242 | 1.145 | 1.1424 | 1.1373 | -0.10349 | -120.4963 | 119.8307 | -0.32185 | -120.6925 | 119.6044
Line3_1_5 | 0 | 0 | 0 | 0 | 0 | 0 | 0 | 0 | 0 | 0 | 0 | 0 | 2.6907e-10 | 2.4424e-10 | 1.9959e-10 | -2.6907e-10 | -2.4424e-10 | -1.9959e-10 | 1.6499e-11 | 7.8914e-11 | 2.6798e-11 | -1.6499e-11 | -7.8914e-11 | -2.6798e-11 | 0 | 0 | 0 | 0 | 0 | 0 |  | 1.1324 | 1.1294 | 1.1242 | 1.1324 | 1.1294 | 1.1242 | -0.10349 | -120.4963 | 119.8307 | -0.10349 | -120.4963 | 119.8307
Line4_2_6 | 0.12052 | 0.12255 | 0.12532 | 0.12052 | 0.12255 | 0.12532 | 0.027833 | 0.028302 | 0.028941 | 0.027833 | 0.028302 | 0.028941 | -0.0040746 | -0.0054907 | -0.0043829 | 0.0042198 | 0.0056409 | 0.00454 | -0.031562 | -0.031816 | -0.032574 | 0.031853 | 0.032117 | 0.032888 | 97.0583 | -20.8787 | -142.7063 | -82.9417 | 159.1213 | 37.2937 |  | 1.1434 | 1.1408 | 1.1357 | 1.1544 | 1.1522 | 1.1472 | -0.29774 | -120.67 | 119.6304 | -0.48829 | -120.8403 | 119.434
Line5_6_7 | 0.12052 | 0.12255 | 0.12532 | 0.12052 | 0.12255 | 0.12532 | 0.027833 | 0.028302 | 0.028941 | 0.027833 | 0.028302 | 0.028941 | -0.0042198 | -0.0056409 | -0.00454 | 0.0043651 | 0.005791 | 0.004697 | -0.031853 | -0.032117 | -0.032888 | 0.032143 | 0.032417 | 0.033202 | 97.0583 | -20.8787 | -142.7063 | -82.9417 | 159.1213 | 37.2937 |  | 1.1544 | 1.1522 | 1.1472 | 1.1655 | 1.1635 | 1.1587 | -0.48829 | -120.8403 | 119.434 | -0.67523 | -121.0072 | 119.2416
Line6_7_8 | 0 | 0 | 0 | 0 | 0 | 0 | 0 | 0 | 0 | 0 | 0 | 0 | 8.404e-10 | 8.1549e-10 | 7.4891e-10 | -8.404e-10 | -8.1549e-10 | -7.4891e-10 | 1.6619e-10 | 2.4749e-10 | 1.8556e-10 | -1.6619e-10 | -2.4749e-10 | -1.8556e-10 | 0 | 0 | 0 | 0 | 0 | 0 |  | 1.1655 | 1.1635 | 1.1587 | 1.1655 | 1.1635 | 1.1587 | -0.67523 | -121.0072 | 119.2416 | -0.67523 | -121.0072 | 119.2416
Line7_8_9 | 0 | 0 | 0 | 0 | 0 | 0 | 0 | 0 | 0 | 0 | 0 | 0 | 2.8013e-10 | 2.7183e-10 | 2.4964e-10 | -2.8013e-10 | -2.7183e-10 | -2.4964e-10 | 5.5397e-11 | 8.2497e-11 | 6.1855e-11 | -5.5397e-11 | -8.2497e-11 | -6.1855e-11 | 0 | 0 | 0 | 0 | 0 | 0 |  | 1.1655 | 1.1635 | 1.1587 | 1.1655 | 1.1635 | 1.1587 | -0.67523 | -121.0072 | 119.2416 | -0.67523 | -121.0072 | 119.2416
Line8_8_10 | 0 | 0 | 0 | 0 | 0 | 0 | 0 | 0 | 0 | 0 | 0 | 0 | 2.8013e-10 | 2.7183e-10 | 2.4964e-10 | -2.8013e-10 | -2.7183e-10 | -2.4964e-10 | 5.5397e-11 | 8.2497e-11 | 6.1855e-11 | -5.5397e-11 | -8.2497e-11 | -6.1855e-11 | 0 | 0 | 0 | 0 | 0 | 0 |  | 1.1655 | 1.1635 | 1.1587 | 1.1655 | 1.1635 | 1.1587 | -0.67523 | -121.0072 | 119.2416 | -0.67523 | -121.0072 | 119.2416
Line9_3_11 | 0.10737 | 0.10905 | 0.11169 | 0.10737 | 0.10905 | 0.11169 | 0.024796 | 0.025183 | 0.025794 | 0.024796 | 0.025183 | 0.025794 | -0.0035234 | -0.004813 | -0.0038441 | 0.0036387 | 0.0049319 | 0.0039688 | -0.028102 | -0.028291 | -0.029008 | 0.028333 | 0.028528 | 0.029257 | 96.8679 | -20.9969 | -142.8 | -83.1321 | 159.0031 | 37.2 |  | 1.1422 | 1.1395 | 1.1344 | 1.152 | 1.1497 | 1.1447 | -0.27837 | -120.6521 | 119.6511 | -0.45028 | -120.8051 | 119.4747

## LLG_max_fault_10
name | pf_ikss_a_from_ka | pf_ikss_b_from_ka | pf_ikss_c_from_ka | pf_ikss_a_to_ka | pf_ikss_b_to_ka | pf_ikss_c_to_ka | pf_skss_a_from_mw | pf_skss_b_from_mw | pf_skss_c_from_mw | pf_skss_a_to_mw | pf_skss_b_to_mw | pf_skss_c_to_mw | pf_p_a_from_mw | pf_p_b_from_mw | pf_p_c_from_mw | pf_p_a_to_mw | pf_p_b_to_mw | pf_p_c_to_mw | pf_q_a_from_mvar | pf_q_b_from_mvar | pf_q_c_from_mvar | pf_q_a_to_mvar | pf_q_b_to_mvar | pf_q_c_to_mvar | pf_ikss_a_from_degree | pf_ikss_b_from_degree | pf_ikss_c_from_degree | pf_ikss_a_to_degree | pf_ikss_b_to_degree | pf_ikss_c_to_degree | 3xI0 | pf_vm_a_from_pu | pf_vm_b_from_pu | pf_vm_c_from_pu | pf_vm_a_to_pu | pf_vm_b_to_pu | pf_vm_c_to_pu | pf_va_a_from_degree | pf_va_b_from_degree | pf_va_c_from_degree | pf_va_a_to_degree | pf_va_b_to_degree | pf_va_c_to_degree
Line0_1_2 | 0.12131 | 0.12326 | 0.12592 | 0.12131 | 0.12326 | 0.12592 | 0.028015 | 0.028466 | 0.029079 | 0.028015 | 0.028466 | 0.029079 | -0.0039284 | -0.0052942 | -0.0042113 | 0.0040755 | 0.0054461 | 0.0043698 | -0.031535 | -0.031769 | -0.032476 | 0.03183 | 0.032073 | 0.032794 | 96.9994 | -21.032 | -142.7787 | -83.0006 | 158.968 | 37.2213 |  | 1.1344 | 1.1314 | 1.1262 | 1.1454 | 1.1428 | 1.1377 | -0.1014 | -120.4932 | 119.8328 | -0.29717 | -120.6692 | 119.6311
Line10_11_12 | 0.10852 | 0.11014 | 0.11269 | 0.10852 | 0.11014 | 0.11269 | 0.025062 | 0.025436 | 0.026024 | 0.025062 | 0.025436 | 0.026024 | -0.0036584 | -0.0049146 | -0.0039741 | 0.0037761 | 0.0050359 | 0.0041011 | -0.028694 | -0.028882 | -0.029579 | 0.028929 | 0.029125 | 0.029832 | 96.8137 | -21.1505 | -142.8747 | -83.1863 | 158.8495 | 37.1253 |  | 1.1542 | 1.1518 | 1.1468 | 1.1641 | 1.162 | 1.1571 | -0.45221 | -120.8073 | 119.473 | -0.62314 | -120.9603 | 119.2978
Line11_12_13 | 0.10852 | 0.11014 | 0.11269 | 0.10852 | 0.11014 | 0.11269 | 0.025062 | 0.025436 | 0.026024 | 0.025062 | 0.025436 | 0.026024 | -0.0037761 | -0.0050359 | -0.0041011 | 0.0038939 | 0.0051572 | 0.0042281 | -0.028929 | -0.029125 | -0.029832 | 0.029165 | 0.029368 | 0.030086 | 96.8137 | -21.1505 | -142.8747 | -83.1863 | 158.8495 | 37.1253 |  | 1.1641 | 1.162 | 1.1571 | 1.174 | 1.1722 | 1.1675 | -0.62314 | -120.9603 | 119.2978 | -0.79117 | -121.1105 | 119.1258
Line12_13_15 | 0 | 0 | 0 | 0 | 0 | 0 | 0 | 0 | 0 | 0 | 0 | 0 | 9.5741e-10 | 9.3403e-10 | 8.6802e-10 | -9.5741e-10 | -9.3403e-10 | -8.6802e-10 | 1.9615e-10 | 2.749e-10 | 2.1552e-10 | -1.9615e-10 | -2.749e-10 | -2.1552e-10 | 0 | 0 | 0 | 0 | 0 | 0 |  | 1.174 | 1.1722 | 1.1675 | 1.174 | 1.1722 | 1.1675 | -0.79117 | -121.1105 | 119.1258 | -0.79117 | -121.1105 | 119.1258
Line13_13_14 | 0.10852 | 0.11014 | 0.11269 | 0.10852 | 0.11014 | 0.11269 | 0.025062 | 0.025436 | 0.026024 | 0.025062 | 0.025436 | 0.026024 | -0.0038939 | -0.0051572 | -0.0042281 | 0.0040117 | 0.0052785 | 0.0043551 | -0.029165 | -0.029368 | -0.030086 | 0.0294 | 0.02961 | 0.03034 | 96.8137 | -21.1505 | -142.8747 | -83.1863 | 158.8495 | 37.1253 |  | 1.174 | 1.1722 | 1.1675 | 1.184 | 1.1825 | 1.1778 | -0.79117 | -121.1105 | 119.1258 | -0.95639 | -121.2582 | 118.9568
Line14_15_16 | 0 | 0 | 0 | 0 | 0 | 0 | 0 | 0 | 0 | 0 | 0 | 0 | 6.3827e-10 | 6.2268e-10 | 5.7868e-10 | -6.3827e-10 | -6.2268e-10 | -5.7868e-10 | 1.3077e-10 | 1.8327e-10 | 1.4368e-10 | -1.3077e-10 | -1.8327e-10 | -1.4368e-10 | 0 | 0 | 0 | 0 | 0 | 0 |  | 1.174 | 1.1722 | 1.1675 | 1.174 | 1.1722 | 1.1675 | -0.79117 | -121.1105 | 119.1258 | -0.79117 | -121.1105 | 119.1258
Line15_16_17 | 0 | 0 | 0 | 0 | 0 | 0 | 0 | 0 | 0 | 0 | 0 | 0 | 3.1914e-10 | 3.1134e-10 | 2.8934e-10 | -3.1914e-10 | -3.1134e-10 | -2.8934e-10 | 6.5385e-11 | 9.1634e-11 | 7.1839e-11 | -6.5385e-11 | -9.1634e-11 | -7.1839e-11 | 0 | 0 | 0 | 0 | 0 | 0 |  | 1.174 | 1.1722 | 1.1675 | 1.174 | 1.1722 | 1.1675 | -0.79117 | -121.1105 | 119.1258 | -0.79117 | -121.1105 | 119.1258
Line16_4_18 | 0 | 0 | 0 | 0 | 0 | 0 | 0 | 0 | 0 | 0 | 0 | 0 | 1.9748e-10 | 1.8655e-10 | 1.6402e-10 | -1.9748e-10 | -1.8655e-10 | -1.6402e-10 | 2.5871e-11 | 5.5662e-11 | 3.1587e-11 | -2.5871e-11 | -5.5662e-11 | -3.1587e-11 | 0 | 0 | 0 | 0 | 0 | 0 |  | 1.1469 | 1.1444 | 1.1392 | 1.1469 | 1.1444 | 1.1392 | -0.32043 | -120.691 | 119.6061 | -0.32043 | -120.691 | 119.6061
Line17_5_19 | 0 | 0 | 0 | 0 | 0 | 0 | 0 | 0 | 0 | 0 | 0 | 0 | 1.4293e-10 | 1.305e-10 | 1.0811e-10 | -1.4293e-10 | -1.305e-10 | -1.0811e-10 | 8.0968e-12 | 3.928e-11 | 1.3254e-11 | -8.0968e-12 | -3.928e-11 | -1.3254e-11 | 0 | 0 | 0 | 0 | 0 | 0 |  | 1.1344 | 1.1314 | 1.1262 | 1.1344 | 1.1314 | 1.1262 | -0.1014 | -120.4932 | 119.8328 | -0.1014 | -120.4932 | 119.8328
Line1_1_3 | 0.10852 | 0.11014 | 0.11269 | 0.10852 | 0.11014 | 0.11269 | 0.025062 | 0.025436 | 0.026024 | 0.025062 | 0.025436 | 0.026024 | -0.0034228 | -0.004672 | -0.0037202 | 0.0035406 | 0.0047933 | 0.0038471 | -0.028223 | -0.028397 | -0.029071 | 0.028458 | 0.02864 | 0.029325 | 96.8137 | -21.1505 | -142.8747 | -83.1863 | 158.8495 | 37.1253 |  | 1.1344 | 1.1314 | 1.1262 | 1.1443 | 1.1416 | 1.1365 | -0.1014 | -120.4932 | 119.8328 | -0.27832 | -120.6517 | 119.6513
Line2_1_4 | 0.13749 | 0.13988 | 0.14262 | 0.13749 | 0.13988 | 0.14262 | 0.031751 | 0.032305 | 0.032937 | 0.031751 | 0.032305 | 0.032937 | -0.0045984 | -0.0061 | -0.0048516 | 0.0047875 | 0.0062957 | 0.005055 | -0.035723 | -0.036037 | -0.036775 | 0.036101 | 0.036429 | 0.037181 | 97.2337 | -20.8858 | -142.6516 | -82.7663 | 159.1142 | 37.3484 |  | 1.1344 | 1.1314 | 1.1262 | 1.1469 | 1.1444 | 1.1392 | -0.1014 | -120.4932 | 119.8328 | -0.32043 | -120.691 | 119.6061
Line3_1_5 | 0 | 0 | 0 | 0 | 0 | 0 | 0 | 0 | 0 | 0 | 0 | 0 | 2.8587e-10 | 2.61e-10 | 2.1622e-10 | -2.8587e-10 | -2.61e-10 | -2.1623e-10 | 1.6194e-11 | 7.8559e-11 | 2.6508e-11 | -1.6194e-11 | -7.8559e-11 | -2.6508e-11 | 0 | 0 | 0 | 0 | 0 | 0 |  | 1.1344 | 1.1314 | 1.1262 | 1.1344 | 1.1314 | 1.1262 | -0.1014 | -120.4932 | 119.8328 | -0.1014 | -120.4932 | 119.8328
Line4_2_6 | 0.12131 | 0.12326 | 0.12592 | 0.12131 | 0.12326 | 0.12592 | 0.028015 | 0.028466 | 0.029079 | 0.028015 | 0.028466 | 0.029079 | -0.0040755 | -0.0054461 | -0.0043698 | 0.0042227 | 0.0055981 | 0.0045284 | -0.03183 | -0.032073 | -0.032794 | 0.032124 | 0.032377 | 0.033111 | 96.9994 | -21.032 | -142.7787 | -83.0006 | 158.968 | 37.2213 |  | 1.1454 | 1.1428 | 1.1377 | 1.1565 | 1.1543 | 1.1492 | -0.29717 | -120.6692 | 119.6311 | -0.48919 | -120.8417 | 119.4335
Line5_6_7 | 0.12131 | 0.12326 | 0.12592 | 0.12131 | 0.12326 | 0.12592 | 0.028015 | 0.028466 | 0.029079 | 0.028015 | 0.028466 | 0.029079 | -0.0042227 | -0.0055981 | -0.0045284 | 0.0043698 | 0.00575 | 0.0046869 | -0.032124 | -0.032377 | -0.033111 | 0.032418 | 0.032681 | 0.033428 | 96.9994 | -21.032 | -142.7787 | -83.0006 | 158.968 | 37.2213 |  | 1.1565 | 1.1543 | 1.1492 | 1.1676 | 1.1657 | 1.1608 | -0.48919 | -120.8417 | 119.4335 | -0.67756 | -121.0108 | 119.2398
Line6_7_8 | 0 | 0 | 0 | 0 | 0 | 0 | 0 | 0 | 0 | 0 | 0 | 0 | 8.6983e-10 | 8.4444e-10 | 7.7738e-10 | -8.6983e-10 | -8.4444e-10 | -7.7738e-10 | 1.6707e-10 | 2.4881e-10 | 1.8636e-10 | -1.6707e-10 | -2.4881e-10 | -1.8636e-10 | 0 | 0 | 0 | 0 | 0 | 0 |  | 1.1676 | 1.1657 | 1.1608 | 1.1676 | 1.1657 | 1.1608 | -0.67756 | -121.0108 | 119.2398 | -0.67756 | -121.0108 | 119.2398
Line7_8_9 | 0 | 0 | 0 | 0 | 0 | 0 | 0 | 0 | 0 | 0 | 0 | 0 | 2.8994e-10 | 2.8148e-10 | 2.5913e-10 | -2.8994e-10 | -2.8148e-10 | -2.5913e-10 | 5.5691e-11 | 8.2938e-11 | 6.2118e-11 | -5.5691e-11 | -8.2938e-11 | -6.2118e-11 | 0 | 0 | 0 | 0 | 0 | 0 |  | 1.1676 | 1.1657 | 1.1608 | 1.1676 | 1.1657 | 1.1608 | -0.67756 | -121.0108 | 119.2398 | -0.67756 | -121.0108 | 119.2398
Line8_8_10 | 0 | 0 | 0 | 0 | 0 | 0 | 0 | 0 | 0 | 0 | 0 | 0 | 2.8994e-10 | 2.8148e-10 | 2.5913e-10 | -2.8994e-10 | -2.8148e-10 | -2.5913e-10 | 5.5691e-11 | 8.2938e-11 | 6.2118e-11 | -5.5691e-11 | -8.2938e-11 | -6.2119e-11 | 0 | 0 | 0 | 0 | 0 | 0 |  | 1.1676 | 1.1657 | 1.1608 | 1.1676 | 1.1657 | 1.1608 | -0.67756 | -121.0108 | 119.2398 | -0.67756 | -121.0108 | 119.2398
Line9_3_11 | 0.10852 | 0.11014 | 0.11269 | 0.10852 | 0.11014 | 0.11269 | 0.025062 | 0.025436 | 0.026024 | 0.025062 | 0.025436 | 0.026024 | -0.0035406 | -0.0047933 | -0.0038471 | 0.0036584 | 0.0049146 | 0.0039741 | -0.028458 | -0.02864 | -0.029325 | 0.028694 | 0.028882 | 0.029579 | 96.8137 | -21.1505 | -142.8747 | -83.1863 | 158.8495 | 37.1253 |  | 1.1443 | 1.1416 | 1.1365 | 1.1542 | 1.1518 | 1.1468 | -0.27832 | -120.6517 | 119.6513 | -0.45221 | -120.8073 | 119.473

## LLG_min_6
name | pf_ikss_a_from_ka | pf_ikss_b_from_ka | pf_ikss_c_from_ka | pf_ikss_a_to_ka | pf_ikss_b_to_ka | pf_ikss_c_to_ka | pf_skss_a_from_mw | pf_skss_b_from_mw | pf_skss_c_from_mw | pf_skss_a_to_mw | pf_skss_b_to_mw | pf_skss_c_to_mw | pf_p_a_from_mw | pf_p_b_from_mw | pf_p_c_from_mw | pf_p_a_to_mw | pf_p_b_to_mw | pf_p_c_to_mw | pf_q_a_from_mvar | pf_q_b_from_mvar | pf_q_c_from_mvar | pf_q_a_to_mvar | pf_q_b_to_mvar | pf_q_c_to_mvar | pf_ikss_a_from_degree | pf_ikss_b_from_degree | pf_ikss_c_from_degree | pf_ikss_a_to_degree | pf_ikss_b_to_degree | pf_ikss_c_to_degree | 3xI0 | pf_vm_a_from_pu | pf_vm_b_from_pu | pf_vm_c_from_pu | pf_vm_a_to_pu | pf_vm_b_to_pu | pf_vm_c_to_pu | pf_va_a_from_degree | pf_va_b_from_degree | pf_va_c_from_degree | pf_va_a_to_degree | pf_va_b_to_degree | pf_va_c_to_degree
Line0_1_2 | 0.006432 | 0.014696 | 0.012837 | 0.006432 | 0.014696 | 0.012837 | 0.0014854 | 0.003394 | 0.0029647 | 0.0014854 | 0.003394 | 0.0029647 | -0.00048041 | -0.0011326 | 0.00089027 | 0.00048121 | 0.0011368 | -0.0008871 | -0.00086905 | -2.1587e-05 | -0.00043878 | 0.00086988 | 2.5907e-05 | 0.00044207 | 119.0048 | -0.30805 | -154.4031 | -60.9952 | 179.692 | 25.5969 |  | 0.66851 | 0.33378 | 0.33478 | 0.66925 | 0.33502 | 0.33432 | 0.070897 | -179.2162 | 179.3601 | 0.053902 | -179.0025 | 179.1083
Line10_11_12 | 0.006404 | 0.014648 | 0.012798 | 0.006404 | 0.014648 | 0.012798 | 0.0014789 | 0.0033828 | 0.0029555 | 0.0014789 | 0.0033828 | 0.0029555 | -0.00048141 | -0.0011372 | 0.00088052 | 0.00048219 | 0.0011413 | -0.00087737 | -0.00086607 | -2.7716e-05 | -0.00044539 | 0.00086689 | 3.2008e-05 | 0.00044866 | 119.1048 | -0.18718 | -154.3115 | -60.8952 | 179.8128 | 25.6885 |  | 0.66999 | 0.33626 | 0.33387 | 0.67074 | 0.33751 | 0.33342 | 0.037315 | -178.791 | 178.8572 | 0.02058 | -178.5807 | 178.6047
Line11_12_13 | 0.006404 | 0.014648 | 0.012798 | 0.006404 | 0.014648 | 0.012798 | 0.0014789 | 0.0033828 | 0.0029555 | 0.0014789 | 0.0033828 | 0.0029555 | -0.00048219 | -0.0011413 | 0.00087737 | 0.00048298 | 0.0011454 | -0.00087423 | -0.00086689 | -3.2009e-05 | -0.00044866 | 0.00086771 | 3.63e-05 | 0.00045194 | 119.1047 | -0.18723 | -154.3116 | -60.8953 | 179.8128 | 25.6884 |  | 0.67074 | 0.33751 | 0.33342 | 0.67148 | 0.33877 | 0.33299 | 0.02058 | -178.5807 | 178.6047 | 0.0038816 | -178.372 | 178.3516
Line12_13_15 | 0 | 0 | 0 | 0 | 0 | 0 | 0 | 0 | 0 | 0 | 0 | 0 | -2.4265e-09 | -6.9175e-10 | -7.0224e-10 | 2.4265e-09 | 6.9175e-10 | 7.0224e-10 | -5.008e-13 | 3.173e-09 | -3.1181e-09 | 5.0071e-13 | -3.173e-09 | 3.1181e-09 | 0 | 0 | 0 | 0 | 0 | 0 |  | 0.67148 | 0.33877 | 0.33299 | 0.67148 | 0.33877 | 0.33299 | 0.0038816 | -178.372 | 178.3516 | 0.0038817 | -178.372 | 178.3516
Line13_13_14 | 0.006404 | 0.014648 | 0.012798 | 0.006404 | 0.014648 | 0.012798 | 0.0014789 | 0.0033828 | 0.0029555 | 0.0014789 | 0.0033828 | 0.0029555 | -0.00048298 | -0.0011454 | 0.00087423 | 0.00048376 | 0.0011495 | -0.00087108 | -0.00086771 | -3.6304e-05 | -0.00045193 | 0.00086853 | 4.0595e-05 | 0.00045521 | 119.1046 | -0.18744 | -154.3118 | -60.8954 | 179.8126 | 25.6882 |  | 0.67148 | 0.33877 | 0.33299 | 0.67222 | 0.34003 | 0.33255 | 0.0038816 | -178.372 | 178.3516 | -0.01278 | -178.1649 | 178.0978
Line14_15_16 | 0 | 0 | 0 | 0 | 0 | 0 | 0 | 0 | 0 | 0 | 0 | 0 | -1.6177e-09 | -4.6117e-10 | -4.6816e-10 | 1.6177e-09 | 4.6117e-10 | 4.6816e-10 | -3.3384e-13 | 2.1153e-09 | -2.0787e-09 | 3.3384e-13 | -2.1153e-09 | 2.0787e-09 | 0 | 0 | 0 | 0 | 0 | 0 |  | 0.67148 | 0.33877 | 0.33299 | 0.67148 | 0.33877 | 0.33299 | 0.0038817 | -178.372 | 178.3516 | 0.0038818 | -178.372 | 178.3516
Line15_16_17 | 0 | 0 | 0 | 0 | 0 | 0 | 0 | 0 | 0 | 0 | 0 | 0 | -8.0885e-10 | -2.3058e-10 | -2.3408e-10 | 8.0885e-10 | 2.3058e-10 | 2.3408e-10 | -1.6682e-13 | 1.0577e-09 | -1.0394e-09 | 1.6677e-13 | -1.0577e-09 | 1.0394e-09 | 0 | 0 | 0 | 0 | 0 | 0 |  | 0.67148 | 0.33877 | 0.33299 | 0.67148 | 0.33877 | 0.33299 | 0.0038818 | -178.372 | 178.3516 | 0.0038818 | -178.372 | 178.3516
Line16_4_18 | 0 | 0 | 0 | 0 | 0 | 0 | 0 | 0 | 0 | 0 | 0 | 0 | -8.1163e-10 | -2.2109e-10 | -2.1956e-10 | 8.1163e-10 | 2.2109e-10 | 2.1956e-10 | -2.3005e-12 | 1.053e-09 | -1.0519e-09 | 2.3005e-12 | -1.053e-09 | 1.0519e-09 | 0 | 0 | 0 | 0 | 0 | 0 |  | 0.66926 | 0.33503 | 0.33432 | 0.66926 | 0.33503 | 0.33432 | 0.053715 | -179.0023 | 179.1077 | 0.053715 | -179.0023 | 179.1077
Line17_5_19 | 0 | 0 | 0 | 0 | 0 | 0 | 0 | 0 | 0 | 0 | 0 | 0 | -8.1255e-10 | -2.1787e-10 | -2.1465e-10 | 8.1255e-10 | 2.1787e-10 | 2.1465e-10 | -3.0331e-12 | 1.0514e-09 | -1.0562e-09 | 3.0331e-12 | -1.0514e-09 | 1.0562e-09 | 0 | 0 | 0 | 0 | 0 | 0 |  | 0.66851 | 0.33378 | 0.33478 | 0.66851 | 0.33378 | 0.33478 | 0.070897 | -179.2162 | 179.3601 | 0.070897 | -179.2162 | 179.3601
Line1_1_3 | 0.006404 | 0.014648 | 0.012798 | 0.006404 | 0.014648 | 0.012798 | 0.0014789 | 0.0033828 | 0.0029555 | 0.0014789 | 0.0033828 | 0.0029555 | -0.00047983 | -0.0011289 | 0.00088681 | 0.00048062 | 0.001133 | -0.00088366 | -0.00086443 | -1.9132e-05 | -0.00043884 | 0.00086525 | 2.3423e-05 | 0.00044211 | 119.1049 | -0.18707 | -154.3114 | -60.8951 | 179.8129 | 25.6886 |  | 0.66851 | 0.33378 | 0.33478 | 0.66925 | 0.33502 | 0.33432 | 0.070897 | -179.2162 | 179.3601 | 0.054087 | -179.0028 | 179.109
Line2_1_4 | 0.0064602 | 0.014745 | 0.012877 | 0.0064602 | 0.014745 | 0.012877 | 0.0014919 | 0.0034053 | 0.0029739 | 0.0014919 | 0.0034053 | 0.0029739 | -0.00048098 | -0.0011364 | 0.00089375 | 0.00048178 | 0.0011405 | -0.00089056 | -0.00087371 | -2.4076e-05 | -0.0004387 | 0.00087455 | 2.8424e-05 | 0.00044202 | 118.9038 | -0.4299 | -154.4954 | -61.0962 | 179.5701 | 25.5046 |  | 0.66851 | 0.33378 | 0.33478 | 0.66926 | 0.33503 | 0.33432 | 0.070897 | -179.2162 | 179.3601 | 0.053715 | -179.0023 | 179.1077
Line3_1_5 | 0 | 0 | 0 | 0 | 0 | 0 | 0 | 0 | 0 | 0 | 0 | 0 | -1.6251e-09 | -4.3575e-10 | -4.2929e-10 | 1.6251e-09 | 4.3575e-10 | 4.2929e-10 | -6.0663e-12 | 2.1028e-09 | -2.1123e-09 | 6.0663e-12 | -2.1028e-09 | 2.1123e-09 | 0 | 0 | 0 | 0 | 0 | 0 |  | 0.66851 | 0.33378 | 0.33478 | 0.66851 | 0.33378 | 0.33478 | 0.070897 | -179.2162 | 179.3601 | 0.070897 | -179.2162 | 179.3601
Line4_2_6 | 0.006432 | 0.014696 | 0.012837 | 0.006432 | 0.014696 | 0.012837 | 0.0014854 | 0.003394 | 0.0029647 | 0.0014854 | 0.003394 | 0.0029647 | -0.00048121 | -0.0011368 | 0.0008871 | 0.000482 | 0.0011409 | -0.00088394 | -0.00086988 | -2.5908e-05 | -0.00044207 | 0.00087071 | 3.0228e-05 | 0.00044537 | 119.0048 | -0.3081 | -154.4031 | -60.9952 | 179.6919 | 25.5969 |  | 0.66925 | 0.33502 | 0.33432 | 0.67 | 0.33628 | 0.33386 | 0.053902 | -179.0025 | 179.1083 | 0.036946 | -178.7905 | 178.8559
Line5_6_7 | 0.006432 | 0.014696 | 0.012837 | 0.006432 | 0.014696 | 0.012837 | 0.0014854 | 0.003394 | 0.0029647 | 0.0014854 | 0.003394 | 0.0029647 | -0.000482 | -0.0011409 | 0.00088394 | 0.0004828 | 0.0011451 | -0.00088077 | -0.00087071 | -3.0229e-05 | -0.00044537 | 0.00087153 | 3.4549e-05 | 0.00044866 | 119.0048 | -0.30816 | -154.4032 | -60.9952 | 179.6918 | 25.5968 |  | 0.67 | 0.33628 | 0.33386 | 0.67075 | 0.33753 | 0.33341 | 0.036946 | -178.7905 | 178.8559 | 0.020026 | -178.58 | 178.6027
Line6_7_8 | 0 | 0 | 0 | 0 | 0 | 0 | 0 | 0 | 0 | 0 | 0 | 0 | -2.4293e-09 | -6.8233e-10 | -6.8787e-10 | 2.4293e-09 | 6.8233e-10 | 6.8787e-10 | -2.5788e-12 | 3.1685e-09 | -3.1305e-09 | 2.5788e-12 | -3.1685e-09 | 3.1305e-09 | 0 | 0 | 0 | 0 | 0 | 0 |  | 0.67075 | 0.33753 | 0.33341 | 0.67075 | 0.33753 | 0.33341 | 0.020026 | -178.58 | 178.6027 | 0.020027 | -178.58 | 178.6027
Line7_8_9 | 0 | 0 | 0 | 0 | 0 | 0 | 0 | 0 | 0 | 0 | 0 | 0 | -8.0977e-10 | -2.2744e-10 | -2.2929e-10 | 8.0977e-10 | 2.2744e-10 | 2.2929e-10 | -8.5952e-13 | 1.0562e-09 | -1.0435e-09 | 8.5952e-13 | -1.0562e-09 | 1.0435e-09 | 0 | 0 | 0 | 0 | 0 | 0 |  | 0.67075 | 0.33753 | 0.33341 | 0.67075 | 0.33753 | 0.33341 | 0.020027 | -178.58 | 178.6027 | 0.020027 | -178.58 | 178.6027
Line8_8_10 | 0 | 0 | 0 | 0 | 0 | 0 | 0 | 0 | 0 | 0 | 0 | 0 | -8.0977e-10 | -2.2744e-10 | -2.2929e-10 | 8.0977e-10 | 2.2744e-10 | 2.2929e-10 | -8.5962e-13 | 1.0562e-09 | -1.0435e-09 | 8.5967e-13 | -1.0562e-09 | 1.0435e-09 | 0 | 0 | 0 | 0 | 0 | 0 |  | 0.67075 | 0.33753 | 0.33341 | 0.67075 | 0.33753 | 0.33341 | 0.020027 | -178.58 | 178.6027 | 0.020027 | -178.58 | 178.6027
Line9_3_11 | 0.006404 | 0.014648 | 0.012798 | 0.006404 | 0.014648 | 0.012798 | 0.0014789 | 0.0033828 | 0.0029555 | 0.0014789 | 0.0033828 | 0.0029555 | -0.00048062 | -0.001133 | 0.00088366 | 0.00048141 | 0.0011372 | -0.00088052 | -0.00086525 | -2.3424e-05 | -0.00044211 | 0.00086607 | 2.7715e-05 | 0.00044539 | 119.1048 | -0.18712 | -154.3114 | -60.8952 | 179.8129 | 25.6886 |  | 0.66925 | 0.33502 | 0.33432 | 0.66999 | 0.33626 | 0.33387 | 0.054087 | -179.0028 | 179.109 | 0.037315 | -178.791 | 178.8572

## LLG_min_10
name | pf_ikss_a_from_ka | pf_ikss_b_from_ka | pf_ikss_c_from_ka | pf_ikss_a_to_ka | pf_ikss_b_to_ka | pf_ikss_c_to_ka | pf_skss_a_from_mw | pf_skss_b_from_mw | pf_skss_c_from_mw | pf_skss_a_to_mw | pf_skss_b_to_mw | pf_skss_c_to_mw | pf_p_a_from_mw | pf_p_b_from_mw | pf_p_c_from_mw | pf_p_a_to_mw | pf_p_b_to_mw | pf_p_c_to_mw | pf_q_a_from_mvar | pf_q_b_from_mvar | pf_q_c_from_mvar | pf_q_a_to_mvar | pf_q_b_to_mvar | pf_q_c_to_mvar | pf_ikss_a_from_degree | pf_ikss_b_from_degree | pf_ikss_c_from_degree | pf_ikss_a_to_degree | pf_ikss_b_to_degree | pf_ikss_c_to_degree | 3xI0 | pf_vm_a_from_pu | pf_vm_b_from_pu | pf_vm_c_from_pu | pf_vm_a_to_pu | pf_vm_b_to_pu | pf_vm_c_to_pu | pf_va_a_from_degree | pf_va_b_from_degree | pf_va_c_from_degree | pf_va_a_to_degree | pf_va_b_to_degree | pf_va_c_to_degree
Line0_1_2 | 0.006432 | 0.014696 | 0.012837 | 0.006432 | 0.014696 | 0.012837 | 0.0014854 | 0.003394 | 0.0029647 | 0.0014854 | 0.003394 | 0.0029647 | -0.00048041 | -0.0011326 | 0.00089027 | 0.00048121 | 0.0011368 | -0.0008871 | -0.00086905 | -2.1587e-05 | -0.00043878 | 0.00086988 | 2.5907e-05 | 0.00044207 | 119.0048 | -0.30805 | -154.4031 | -60.9952 | 179.692 | 25.5969 |  | 0.66851 | 0.33378 | 0.33478 | 0.66925 | 0.33502 | 0.33432 | 0.070897 | -179.2162 | 179.3601 | 0.053902 | -179.0025 | 179.1083
Line10_11_12 | 0.006404 | 0.014648 | 0.012798 | 0.006404 | 0.014648 | 0.012798 | 0.0014789 | 0.0033828 | 0.0029555 | 0.0014789 | 0.0033828 | 0.0029555 | -0.00048141 | -0.0011372 | 0.00088052 | 0.00048219 | 0.0011413 | -0.00087737 | -0.00086607 | -2.7716e-05 | -0.00044539 | 0.00086689 | 3.2008e-05 | 0.00044866 | 119.1048 | -0.18718 | -154.3115 | -60.8952 | 179.8128 | 25.6885 |  | 0.66999 | 0.33626 | 0.33387 | 0.67074 | 0.33751 | 0.33342 | 0.037315 | -178.791 | 178.8572 | 0.02058 | -178.5807 | 178.6047
Line11_12_13 | 0.006404 | 0.014648 | 0.012798 | 0.006404 | 0.014648 | 0.012798 | 0.0014789 | 0.0033828 | 0.0029555 | 0.0014789 | 0.0033828 | 0.0029555 | -0.00048219 | -0.0011413 | 0.00087737 | 0.00048298 | 0.0011454 | -0.00087423 | -0.00086689 | -3.2009e-05 | -0.00044866 | 0.00086771 | 3.63e-05 | 0.00045194 | 119.1047 | -0.18723 | -154.3116 | -60.8953 | 179.8128 | 25.6884 |  | 0.67074 | 0.33751 | 0.33342 | 0.67148 | 0.33877 | 0.33299 | 0.02058 | -178.5807 | 178.6047 | 0.0038816 | -178.372 | 178.3516
Line12_13_15 | 0 | 0 | 0 | 0 | 0 | 0 | 0 | 0 | 0 | 0 | 0 | 0 | -2.4265e-09 | -6.9175e-10 | -7.0224e-10 | 2.4265e-09 | 6.9175e-10 | 7.0224e-10 | -5.008e-13 | 3.173e-09 | -3.1181e-09 | 5.0071e-13 | -3.173e-09 | 3.1181e-09 | 0 | 0 | 0 | 0 | 0 | 0 |  | 0.67148 | 0.33877 | 0.33299 | 0.67148 | 0.33877 | 0.33299 | 0.0038816 | -178.372 | 178.3516 | 0.0038817 | -178.372 | 178.3516
Line13_13_14 | 0.006404 | 0.014648 | 0.012798 | 0.006404 | 0.014648 | 0.012798 | 0.0014789 | 0.0033828 | 0.0029555 | 0.0014789 | 0.0033828 | 0.0029555 | -0.00048298 | -0.0011454 | 0.00087423 | 0.00048376 | 0.0011495 | -0.00087108 | -0.00086771 | -3.6304e-05 | -0.00045193 | 0.00086853 | 4.0595e-05 | 0.00045521 | 119.1046 | -0.18744 | -154.3118 | -60.8954 | 179.8126 | 25.6882 |  | 0.67148 | 0.33877 | 0.33299 | 0.67222 | 0.34003 | 0.33255 | 0.0038816 | -178.372 | 178.3516 | -0.01278 | -178.1649 | 178.0978
Line14_15_16 | 0 | 0 | 0 | 0 | 0 | 0 | 0 | 0 | 0 | 0 | 0 | 0 | -1.6177e-09 | -4.6117e-10 | -4.6816e-10 | 1.6177e-09 | 4.6117e-10 | 4.6816e-10 | -3.3384e-13 | 2.1153e-09 | -2.0787e-09 | 3.3384e-13 | -2.1153e-09 | 2.0787e-09 | 0 | 0 | 0 | 0 | 0 | 0 |  | 0.67148 | 0.33877 | 0.33299 | 0.67148 | 0.33877 | 0.33299 | 0.0038817 | -178.372 | 178.3516 | 0.0038818 | -178.372 | 178.3516
Line15_16_17 | 0 | 0 | 0 | 0 | 0 | 0 | 0 | 0 | 0 | 0 | 0 | 0 | -8.0885e-10 | -2.3058e-10 | -2.3408e-10 | 8.0885e-10 | 2.3058e-10 | 2.3408e-10 | -1.6682e-13 | 1.0577e-09 | -1.0394e-09 | 1.6677e-13 | -1.0577e-09 | 1.0394e-09 | 0 | 0 | 0 | 0 | 0 | 0 |  | 0.67148 | 0.33877 | 0.33299 | 0.67148 | 0.33877 | 0.33299 | 0.0038818 | -178.372 | 178.3516 | 0.0038818 | -178.372 | 178.3516
Line16_4_18 | 0 | 0 | 0 | 0 | 0 | 0 | 0 | 0 | 0 | 0 | 0 | 0 | -8.1163e-10 | -2.2109e-10 | -2.1956e-10 | 8.1163e-10 | 2.2109e-10 | 2.1956e-10 | -2.3005e-12 | 1.053e-09 | -1.0519e-09 | 2.3005e-12 | -1.053e-09 | 1.0519e-09 | 0 | 0 | 0 | 0 | 0 | 0 |  | 0.66926 | 0.33503 | 0.33432 | 0.66926 | 0.33503 | 0.33432 | 0.053715 | -179.0023 | 179.1077 | 0.053715 | -179.0023 | 179.1077
Line17_5_19 | 0 | 0 | 0 | 0 | 0 | 0 | 0 | 0 | 0 | 0 | 0 | 0 | -8.1255e-10 | -2.1787e-10 | -2.1465e-10 | 8.1255e-10 | 2.1787e-10 | 2.1465e-10 | -3.0331e-12 | 1.0514e-09 | -1.0562e-09 | 3.0331e-12 | -1.0514e-09 | 1.0562e-09 | 0 | 0 | 0 | 0 | 0 | 0 |  | 0.66851 | 0.33378 | 0.33478 | 0.66851 | 0.33378 | 0.33478 | 0.070897 | -179.2162 | 179.3601 | 0.070897 | -179.2162 | 179.3601
Line1_1_3 | 0.006404 | 0.014648 | 0.012798 | 0.006404 | 0.014648 | 0.012798 | 0.0014789 | 0.0033828 | 0.0029555 | 0.0014789 | 0.0033828 | 0.0029555 | -0.00047983 | -0.0011289 | 0.00088681 | 0.00048062 | 0.001133 | -0.00088366 | -0.00086443 | -1.9132e-05 | -0.00043884 | 0.00086525 | 2.3423e-05 | 0.00044211 | 119.1049 | -0.18707 | -154.3114 | -60.8951 | 179.8129 | 25.6886 |  | 0.66851 | 0.33378 | 0.33478 | 0.66925 | 0.33502 | 0.33432 | 0.070897 | -179.2162 | 179.3601 | 0.054087 | -179.0028 | 179.109
Line2_1_4 | 0.0064602 | 0.014745 | 0.012877 | 0.0064602 | 0.014745 | 0.012877 | 0.0014919 | 0.0034053 | 0.0029739 | 0.0014919 | 0.0034053 | 0.0029739 | -0.00048098 | -0.0011364 | 0.00089375 | 0.00048178 | 0.0011405 | -0.00089056 | -0.00087371 | -2.4076e-05 | -0.0004387 | 0.00087455 | 2.8424e-05 | 0.00044202 | 118.9038 | -0.4299 | -154.4954 | -61.0962 | 179.5701 | 25.5046 |  | 0.66851 | 0.33378 | 0.33478 | 0.66926 | 0.33503 | 0.33432 | 0.070897 | -179.2162 | 179.3601 | 0.053715 | -179.0023 | 179.1077
Line3_1_5 | 0 | 0 | 0 | 0 | 0 | 0 | 0 | 0 | 0 | 0 | 0 | 0 | -1.6251e-09 | -4.3575e-10 | -4.2929e-10 | 1.6251e-09 | 4.3575e-10 | 4.2929e-10 | -6.0663e-12 | 2.1028e-09 | -2.1123e-09 | 6.0663e-12 | -2.1028e-09 | 2.1123e-09 | 0 | 0 | 0 | 0 | 0 | 0 |  | 0.66851 | 0.33378 | 0.33478 | 0.66851 | 0.33378 | 0.33478 | 0.070897 | -179.2162 | 179.3601 | 0.070897 | -179.2162 | 179.3601
Line4_2_6 | 0.006432 | 0.014696 | 0.012837 | 0.006432 | 0.014696 | 0.012837 | 0.0014854 | 0.003394 | 0.0029647 | 0.0014854 | 0.003394 | 0.0029647 | -0.00048121 | -0.0011368 | 0.0008871 | 0.000482 | 0.0011409 | -0.00088394 | -0.00086988 | -2.5908e-05 | -0.00044207 | 0.00087071 | 3.0228e-05 | 0.00044537 | 119.0048 | -0.3081 | -154.4031 | -60.9952 | 179.6919 | 25.5969 |  | 0.66925 | 0.33502 | 0.33432 | 0.67 | 0.33628 | 0.33386 | 0.053902 | -179.0025 | 179.1083 | 0.036946 | -178.7905 | 178.8559
Line5_6_7 | 0.006432 | 0.014696 | 0.012837 | 0.006432 | 0.014696 | 0.012837 | 0.0014854 | 0.003394 | 0.0029647 | 0.0014854 | 0.003394 | 0.0029647 | -0.000482 | -0.0011409 | 0.00088394 | 0.0004828 | 0.0011451 | -0.00088077 | -0.00087071 | -3.0229e-05 | -0.00044537 | 0.00087153 | 3.4549e-05 | 0.00044866 | 119.0048 | -0.30816 | -154.4032 | -60.9952 | 179.6918 | 25.5968 |  | 0.67 | 0.33628 | 0.33386 | 0.67075 | 0.33753 | 0.33341 | 0.036946 | -178.7905 | 178.8559 | 0.020026 | -178.58 | 178.6027
Line6_7_8 | 0 | 0 | 0 | 0 | 0 | 0 | 0 | 0 | 0 | 0 | 0 | 0 | -2.4293e-09 | -6.8233e-10 | -6.8787e-10 | 2.4293e-09 | 6.8233e-10 | 6.8787e-10 | -2.5788e-12 | 3.1685e-09 | -3.1305e-09 | 2.5788e-12 | -3.1685e-09 | 3.1305e-09 | 0 | 0 | 0 | 0 | 0 | 0 |  | 0.67075 | 0.33753 | 0.33341 | 0.67075 | 0.33753 | 0.33341 | 0.020026 | -178.58 | 178.6027 | 0.020027 | -178.58 | 178.6027
Line7_8_9 | 0 | 0 | 0 | 0 | 0 | 0 | 0 | 0 | 0 | 0 | 0 | 0 | -8.0977e-10 | -2.2744e-10 | -2.2929e-10 | 8.0977e-10 | 2.2744e-10 | 2.2929e-10 | -8.5952e-13 | 1.0562e-09 | -1.0435e-09 | 8.5952e-13 | -1.0562e-09 | 1.0435e-09 | 0 | 0 | 0 | 0 | 0 | 0 |  | 0.67075 | 0.33753 | 0.33341 | 0.67075 | 0.33753 | 0.33341 | 0.020027 | -178.58 | 178.6027 | 0.020027 | -178.58 | 178.6027
Line8_8_10 | 0 | 0 | 0 | 0 | 0 | 0 | 0 | 0 | 0 | 0 | 0 | 0 | -8.0977e-10 | -2.2744e-10 | -2.2929e-10 | 8.0977e-10 | 2.2744e-10 | 2.2929e-10 | -8.5962e-13 | 1.0562e-09 | -1.0435e-09 | 8.5967e-13 | -1.0562e-09 | 1.0435e-09 | 0 | 0 | 0 | 0 | 0 | 0 |  | 0.67075 | 0.33753 | 0.33341 | 0.67075 | 0.33753 | 0.33341 | 0.020027 | -178.58 | 178.6027 | 0.020027 | -178.58 | 178.6027
Line9_3_11 | 0.006404 | 0.014648 | 0.012798 | 0.006404 | 0.014648 | 0.012798 | 0.0014789 | 0.0033828 | 0.0029555 | 0.0014789 | 0.0033828 | 0.0029555 | -0.00048062 | -0.001133 | 0.00088366 | 0.00048141 | 0.0011372 | -0.00088052 | -0.00086525 | -2.3424e-05 | -0.00044211 | 0.00086607 | 2.7715e-05 | 0.00044539 | 119.1048 | -0.18712 | -154.3114 | -60.8952 | 179.8129 | 25.6886 |  | 0.66925 | 0.33502 | 0.33432 | 0.66999 | 0.33626 | 0.33387 | 0.054087 | -179.0028 | 179.109 | 0.037315 | -178.791 | 178.8572

## LLG_min_fault_6
name | pf_ikss_a_from_ka | pf_ikss_b_from_ka | pf_ikss_c_from_ka | pf_ikss_a_to_ka | pf_ikss_b_to_ka | pf_ikss_c_to_ka | pf_skss_a_from_mw | pf_skss_b_from_mw | pf_skss_c_from_mw | pf_skss_a_to_mw | pf_skss_b_to_mw | pf_skss_c_to_mw | pf_p_a_from_mw | pf_p_b_from_mw | pf_p_c_from_mw | pf_p_a_to_mw | pf_p_b_to_mw | pf_p_c_to_mw | pf_q_a_from_mvar | pf_q_b_from_mvar | pf_q_c_from_mvar | pf_q_a_to_mvar | pf_q_b_to_mvar | pf_q_c_to_mvar | pf_ikss_a_from_degree | pf_ikss_b_from_degree | pf_ikss_c_from_degree | pf_ikss_a_to_degree | pf_ikss_b_to_degree | pf_ikss_c_to_degree | 3xI0 | pf_vm_a_from_pu | pf_vm_b_from_pu | pf_vm_c_from_pu | pf_vm_a_to_pu | pf_vm_b_to_pu | pf_vm_c_to_pu | pf_va_a_from_degree | pf_va_b_from_degree | pf_va_c_from_degree | pf_va_a_to_degree | pf_va_b_to_degree | pf_va_c_to_degree
Line0_1_2 | 0.00011216 | 0.00025627 | 0.00022385 | 0.00011216 | 0.00025627 | 0.00022385 | 2.5902e-05 | 5.9182e-05 | 5.1696e-05 | 2.5902e-05 | 5.9182e-05 | 5.1696e-05 | -2.3885e-05 | -5.484e-05 | -2.8896e-05 | 2.3885e-05 | 5.4841e-05 | 2.8897e-05 | -9.7142e-06 | -2.0946e-05 | -4.1964e-05 | 9.7145e-06 | 2.0948e-05 | 4.1965e-05 | 157.6609 | 38.3483 | -115.7463 | -22.3391 | -141.6517 | 64.2537 |  | 0.99548 | 0.99192 | 0.98558 | 0.9955 | 0.99194 | 0.98561 | -0.20717 | -120.7472 | 119.7028 | -0.20686 | -120.7465 | 119.7026
Line10_11_12 | 0.00011167 | 0.00025542 | 0.00022316 | 0.00011167 | 0.00025542 | 0.00022316 | 2.5789e-05 | 5.8986e-05 | 5.1536e-05 | 2.5789e-05 | 5.8986e-05 | 5.1536e-05 | -2.3798e-05 | -5.4705e-05 | -2.8875e-05 | 2.3799e-05 | 5.4706e-05 | 2.8876e-05 | -9.6309e-06 | -2.0764e-05 | -4.179e-05 | 9.6312e-06 | 2.0765e-05 | 4.1791e-05 | 157.7608 | 38.4691 | -115.6547 | -22.2392 | -141.5309 | 64.3453 |  | 0.99551 | 0.99197 | 0.98564 | 0.99552 | 0.992 | 0.98566 | -0.20654 | -120.7457 | 119.7023 | -0.20623 | -120.745 | 119.7021
Line11_12_13 | 0.00011167 | 0.00025542 | 0.00022316 | 0.00011167 | 0.00025542 | 0.00022316 | 2.5789e-05 | 5.8986e-05 | 5.1536e-05 | 2.5789e-05 | 5.8986e-05 | 5.1536e-05 | -2.3799e-05 | -5.4706e-05 | -2.8876e-05 | 2.3799e-05 | 5.4707e-05 | 2.8877e-05 | -9.6312e-06 | -2.0766e-05 | -4.1791e-05 | 9.6315e-06 | 2.0767e-05 | 4.1792e-05 | 157.7607 | 38.4691 | -115.6548 | -22.2393 | -141.5309 | 64.3452 |  | 0.99552 | 0.992 | 0.98566 | 0.99553 | 0.99203 | 0.98569 | -0.20623 | -120.745 | 119.7021 | -0.20591 | -120.7442 | 119.7018
Line12_13_15 | 0 | 0 | 0 | 0 | 0 | 0 | 0 | 0 | 0 | 0 | 0 | 0 | -4.8853e-11 | -8.6076e-11 | -1.5503e-10 | 4.8853e-11 | 8.6076e-11 | 1.5503e-10 | 3.9355e-11 | 1.4173e-10 | 5.6422e-11 | -3.9355e-11 | -1.4173e-10 | -5.6422e-11 | 0 | 0 | 0 | 0 | 0 | 0 |  | 0.99553 | 0.99203 | 0.98569 | 0.99553 | 0.99203 | 0.98569 | -0.20591 | -120.7442 | 119.7018 | -0.20591 | -120.7442 | 119.7018
Line13_13_14 | 0.00011167 | 0.00025542 | 0.00022316 | 0.00011167 | 0.00025542 | 0.00022316 | 2.5789e-05 | 5.8986e-05 | 5.1536e-05 | 2.5789e-05 | 5.8986e-05 | 5.1536e-05 | -2.3799e-05 | -5.4707e-05 | -2.8877e-05 | 2.3799e-05 | 5.4708e-05 | 2.8878e-05 | -9.6315e-06 | -2.0767e-05 | -4.1792e-05 | 9.6318e-06 | 2.0768e-05 | 4.1793e-05 | 157.7606 | 38.4689 | -115.655 | -22.2394 | -141.5311 | 64.345 |  | 0.99553 | 0.99203 | 0.98569 | 0.99554 | 0.99206 | 0.98571 | -0.20591 | -120.7442 | 119.7018 | -0.2056 | -120.7435 | 119.7016
Line14_15_16 | 0 | 0 | 0 | 0 | 0 | 0 | 0 | 0 | 0 | 0 | 0 | 0 | -3.2569e-11 | -5.7384e-11 | -1.0335e-10 | 3.2569e-11 | 5.7384e-11 | 1.0335e-10 | 2.6237e-11 | 9.449e-11 | 3.7615e-11 | -2.6237e-11 | -9.449e-11 | -3.7615e-11 | 0 | 0 | 0 | 0 | 0 | 0 |  | 0.99553 | 0.99203 | 0.98569 | 0.99553 | 0.99203 | 0.98569 | -0.20591 | -120.7442 | 119.7018 | -0.20591 | -120.7442 | 119.7018
Line15_16_17 | 0 | 0 | 0 | 0 | 0 | 0 | 0 | 0 | 0 | 0 | 0 | 0 | -1.6284e-11 | -2.8692e-11 | -5.1677e-11 | 1.6284e-11 | 2.8692e-11 | 5.1677e-11 | 1.3118e-11 | 4.7245e-11 | 1.8807e-11 | -1.3118e-11 | -4.7245e-11 | -1.8807e-11 | 0 | 0 | 0 | 0 | 0 | 0 |  | 0.99553 | 0.99203 | 0.98569 | 0.99553 | 0.99203 | 0.98569 | -0.20591 | -120.7442 | 119.7018 | -0.20591 | -120.7442 | 119.7018
Line16_4_18 | 0 | 0 | 0 | 0 | 0 | 0 | 0 | 0 | 0 | 0 | 0 | 0 | -1.6417e-11 | -2.8989e-11 | -5.1959e-11 | 1.6417e-11 | 2.8989e-11 | 5.1959e-11 | 1.3178e-11 | 4.7386e-11 | 1.8759e-11 | -1.3178e-11 | -4.7386e-11 | -1.8759e-11 | 0 | 0 | 0 | 0 | 0 | 0 |  | 0.9955 | 0.99194 | 0.98561 | 0.9955 | 0.99194 | 0.98561 | -0.20686 | -120.7465 | 119.7026 | -0.20686 | -120.7465 | 119.7026
Line17_5_19 | 0 | 0 | 0 | 0 | 0 | 0 | 0 | 0 | 0 | 0 | 0 | 0 | -1.6462e-11 | -2.9089e-11 | -5.2054e-11 | 1.6462e-11 | 2.9089e-11 | 5.2054e-11 | 1.3198e-11 | 4.7432e-11 | 1.8743e-11 | -1.3198e-11 | -4.7432e-11 | -1.8743e-11 | 0 | 0 | 0 | 0 | 0 | 0 |  | 0.99548 | 0.99192 | 0.98558 | 0.99548 | 0.99192 | 0.98558 | -0.20717 | -120.7472 | 119.7028 | -0.20717 | -120.7472 | 119.7028
Line1_1_3 | 0.00011167 | 0.00025542 | 0.00022316 | 0.00011167 | 0.00025542 | 0.00022316 | 2.5789e-05 | 5.8986e-05 | 5.1536e-05 | 2.5789e-05 | 5.8986e-05 | 5.1536e-05 | -2.3798e-05 | -5.4702e-05 | -2.8874e-05 | 2.3798e-05 | 5.4704e-05 | 2.8875e-05 | -9.6304e-06 | -2.0761e-05 | -4.1788e-05 | 9.6307e-06 | 2.0763e-05 | 4.1789e-05 | 157.7609 | 38.4692 | -115.6546 | -22.2391 | -141.5308 | 64.3454 |  | 0.99548 | 0.99192 | 0.98558 | 0.9955 | 0.99194 | 0.98561 | -0.20717 | -120.7472 | 119.7028 | -0.20686 | -120.7465 | 119.7026
Line2_1_4 | 0.00011265 | 0.00025712 | 0.00022455 | 0.00011265 | 0.00025712 | 0.00022455 | 2.6015e-05 | 5.938e-05 | 5.1857e-05 | 2.6015e-05 | 5.938e-05 | 5.1857e-05 | -2.3973e-05 | -5.4978e-05 | -2.8918e-05 | 2.3973e-05 | 5.4979e-05 | 2.8919e-05 | -9.7991e-06 | -2.1133e-05 | -4.2142e-05 | 9.7994e-06 | 2.1134e-05 | 4.2143e-05 | 157.5598 | 38.2264 | -115.8386 | -22.4402 | -141.7736 | 64.1614 |  | 0.99548 | 0.99192 | 0.98558 | 0.9955 | 0.99194 | 0.98561 | -0.20717 | -120.7472 | 119.7028 | -0.20686 | -120.7465 | 119.7026
Line3_1_5 | 0 | 0 | 0 | 0 | 0 | 0 | 0 | 0 | 0 | 0 | 0 | 0 | -3.2924e-11 | -5.8179e-11 | -1.0411e-10 | 3.2924e-11 | 5.8179e-11 | 1.0411e-10 | 2.6396e-11 | 9.4865e-11 | 3.7485e-11 | -2.6396e-11 | -9.4865e-11 | -3.7485e-11 | 0 | 0 | 0 | 0 | 0 | 0 |  | 0.99548 | 0.99192 | 0.98558 | 0.99548 | 0.99192 | 0.98558 | -0.20717 | -120.7472 | 119.7028 | -0.20717 | -120.7472 | 119.7028
Line4_2_6 | 0.00011216 | 0.00025627 | 0.00022385 | 0.00011216 | 0.00025627 | 0.00022385 | 2.5902e-05 | 5.9182e-05 | 5.1696e-05 | 2.5902e-05 | 5.9182e-05 | 5.1696e-05 | -2.3885e-05 | -5.4841e-05 | -2.8897e-05 | 2.3885e-05 | 5.4842e-05 | 2.8898e-05 | -9.7145e-06 | -2.0948e-05 | -4.1965e-05 | 9.7148e-06 | 2.0949e-05 | 4.1966e-05 | 157.6608 | 38.3482 | -115.7463 | -22.3392 | -141.6518 | 64.2537 |  | 0.9955 | 0.99194 | 0.98561 | 0.99551 | 0.99197 | 0.98564 | -0.20686 | -120.7465 | 119.7026 | -0.20654 | -120.7457 | 119.7023
Line5_6_7 | 0.00011216 | 0.00025627 | 0.00022385 | 0.00011216 | 0.00025627 | 0.00022385 | 2.5902e-05 | 5.9182e-05 | 5.1696e-05 | 2.5902e-05 | 5.9182e-05 | 5.1696e-05 | -2.3885e-05 | -5.4842e-05 | -2.8898e-05 | 2.3886e-05 | 5.4844e-05 | 2.8899e-05 | -9.7148e-06 | -2.0949e-05 | -4.1966e-05 | 9.715e-06 | 2.095e-05 | 4.1967e-05 | 157.6608 | 38.3482 | -115.7464 | -22.3392 | -141.6518 | 64.2536 |  | 0.99551 | 0.99197 | 0.98564 | 0.99552 | 0.992 | 0.98566 | -0.20654 | -120.7457 | 119.7023 | -0.20623 | -120.745 | 119.7021
Line6_7_8 | 0 | 0 | 0 | 0 | 0 | 0 | 0 | 0 | 0 | 0 | 0 | 0 | -4.8985e-11 | -8.637e-11 | -1.5531e-10 | 4.8984e-11 | 8.637e-11 | 1.5531e-10 | 3.9415e-11 | 1.4188e-10 | 5.6376e-11 | -3.9415e-11 | -1.4188e-10 | -5.6376e-11 | 0 | 0 | 0 | 0 | 0 | 0 |  | 0.99552 | 0.992 | 0.98566 | 0.99552 | 0.992 | 0.98566 | -0.20623 | -120.745 | 119.7021 | -0.20623 | -120.745 | 119.7021
Line7_8_9 | 0 | 0 | 0 | 0 | 0 | 0 | 0 | 0 | 0 | 0 | 0 | 0 | -1.6328e-11 | -2.879e-11 | -5.1771e-11 | 1.6328e-11 | 2.879e-11 | 5.1771e-11 | 1.3138e-11 | 4.7292e-11 | 1.8792e-11 | -1.3138e-11 | -4.7292e-11 | -1.8792e-11 | 0 | 0 | 0 | 0 | 0 | 0 |  | 0.99552 | 0.992 | 0.98566 | 0.99552 | 0.992 | 0.98566 | -0.20623 | -120.745 | 119.7021 | -0.20623 | -120.745 | 119.7021
Line8_8_10 | 0 | 0 | 0 | 0 | 0 | 0 | 0 | 0 | 0 | 0 | 0 | 0 | -1.6328e-11 | -2.879e-11 | -5.1771e-11 | 1.6328e-11 | 2.879e-11 | 5.1771e-11 | 1.3138e-11 | 4.7292e-11 | 1.8792e-11 | -1.3138e-11 | -4.7292e-11 | -1.8792e-11 | 0 | 0 | 0 | 0 | 0 | 0 |  | 0.99552 | 0.992 | 0.98566 | 0.99552 | 0.992 | 0.98566 | -0.20623 | -120.745 | 119.7021 | -0.20623 | -120.745 | 119.7021
Line9_3_11 | 0.00011167 | 0.00025542 | 0.00022316 | 0.00011167 | 0.00025542 | 0.00022316 | 2.5789e-05 | 5.8986e-05 | 5.1536e-05 | 2.5789e-05 | 5.8986e-05 | 5.1536e-05 | -2.3798e-05 | -5.4704e-05 | -2.8874e-05 | 2.3798e-05 | 5.4705e-05 | 2.8875e-05 | -9.6307e-06 | -2.0763e-05 | -4.1789e-05 | 9.6309e-06 | 2.0764e-05 | 4.179e-05 | 157.7608 | 38.4692 | -115.6546 | -22.2392 | -141.5308 | 64.3454 |  | 0.9955 | 0.99194 | 0.98561 | 0.99551 | 0.99197 | 0.98564 | -0.20686 | -120.7465 | 119.7026 | -0.20654 | -120.7457 | 119.7023

## LLG_min_fault_10
name | pf_ikss_a_from_ka | pf_ikss_b_from_ka | pf_ikss_c_from_ka | pf_ikss_a_to_ka | pf_ikss_b_to_ka | pf_ikss_c_to_ka | pf_skss_a_from_mw | pf_skss_b_from_mw | pf_skss_c_from_mw | pf_skss_a_to_mw | pf_skss_b_to_mw | pf_skss_c_to_mw | pf_p_a_from_mw | pf_p_b_from_mw | pf_p_c_from_mw | pf_p_a_to_mw | pf_p_b_to_mw | pf_p_c_to_mw | pf_q_a_from_mvar | pf_q_b_from_mvar | pf_q_c_from_mvar | pf_q_a_to_mvar | pf_q_b_to_mvar | pf_q_c_to_mvar | pf_ikss_a_from_degree | pf_ikss_b_from_degree | pf_ikss_c_from_degree | pf_ikss_a_to_degree | pf_ikss_b_to_degree | pf_ikss_c_to_degree | 3xI0 | pf_vm_a_from_pu | pf_vm_b_from_pu | pf_vm_c_from_pu | pf_vm_a_to_pu | pf_vm_b_to_pu | pf_vm_c_to_pu | pf_va_a_from_degree | pf_va_b_from_degree | pf_va_c_from_degree | pf_va_a_to_degree | pf_va_b_to_degree | pf_va_c_to_degree
Line0_1_2 | 0.00011216 | 0.00025627 | 0.00022385 | 0.00011216 | 0.00025627 | 0.00022385 | 2.5902e-05 | 5.9182e-05 | 5.1696e-05 | 2.5902e-05 | 5.9182e-05 | 5.1696e-05 | -2.3885e-05 | -5.484e-05 | -2.8896e-05 | 2.3885e-05 | 5.4841e-05 | 2.8897e-05 | -9.7142e-06 | -2.0946e-05 | -4.1964e-05 | 9.7145e-06 | 2.0948e-05 | 4.1965e-05 | 157.6609 | 38.3483 | -115.7463 | -22.3391 | -141.6517 | 64.2537 |  | 0.99548 | 0.99192 | 0.98558 | 0.9955 | 0.99194 | 0.98561 | -0.20717 | -120.7472 | 119.7028 | -0.20686 | -120.7465 | 119.7026
Line10_11_12 | 0.00011167 | 0.00025542 | 0.00022316 | 0.00011167 | 0.00025542 | 0.00022316 | 2.5789e-05 | 5.8986e-05 | 5.1536e-05 | 2.5789e-05 | 5.8986e-05 | 5.1536e-05 | -2.3798e-05 | -5.4705e-05 | -2.8875e-05 | 2.3799e-05 | 5.4706e-05 | 2.8876e-05 | -9.6309e-06 | -2.0764e-05 | -4.179e-05 | 9.6312e-06 | 2.0765e-05 | 4.1791e-05 | 157.7608 | 38.4691 | -115.6547 | -22.2392 | -141.5309 | 64.3453 |  | 0.99551 | 0.99197 | 0.98564 | 0.99552 | 0.992 | 0.98566 | -0.20654 | -120.7457 | 119.7023 | -0.20623 | -120.745 | 119.7021
Line11_12_13 | 0.00011167 | 0.00025542 | 0.00022316 | 0.00011167 | 0.00025542 | 0.00022316 | 2.5789e-05 | 5.8986e-05 | 5.1536e-05 | 2.5789e-05 | 5.8986e-05 | 5.1536e-05 | -2.3799e-05 | -5.4706e-05 | -2.8876e-05 | 2.3799e-05 | 5.4707e-05 | 2.8877e-05 | -9.6312e-06 | -2.0766e-05 | -4.1791e-05 | 9.6315e-06 | 2.0767e-05 | 4.1792e-05 | 157.7607 | 38.4691 | -115.6548 | -22.2393 | -141.5309 | 64.3452 |  | 0.99552 | 0.992 | 0.98566 | 0.99553 | 0.99203 | 0.98569 | -0.20623 | -120.745 | 119.7021 | -0.20591 | -120.7442 | 119.7018
Line12_13_15 | 0 | 0 | 0 | 0 | 0 | 0 | 0 | 0 | 0 | 0 | 0 | 0 | -4.8853e-11 | -8.6076e-11 | -1.5503e-10 | 4.8853e-11 | 8.6076e-11 | 1.5503e-10 | 3.9355e-11 | 1.4173e-10 | 5.6422e-11 | -3.9355e-11 | -1.4173e-10 | -5.6422e-11 | 0 | 0 | 0 | 0 | 0 | 0 |  | 0.99553 | 0.99203 | 0.98569 | 0.99553 | 0.99203 | 0.98569 | -0.20591 | -120.7442 | 119.7018 | -0.20591 | -120.7442 | 119.7018
Line13_13_14 | 0.00011167 | 0.00025542 | 0.00022316 | 0.00011167 | 0.00025542 | 0.00022316 | 2.5789e-05 | 5.8986e-05 | 5.1536e-05 | 2.5789e-05 | 5.8986e-05 | 5.1536e-05 | -2.3799e-05 | -5.4707e-05 | -2.8877e-05 | 2.3799e-05 | 5.4708e-05 | 2.8878e-05 | -9.6315e-06 | -2.0767e-05 | -4.1792e-05 | 9.6318e-06 | 2.0768e-05 | 4.1793e-05 | 157.7606 | 38.4689 | -115.655 | -22.2394 | -141.5311 | 64.345 |  | 0.99553 | 0.99203 | 0.98569 | 0.99554 | 0.99206 | 0.98571 | -0.20591 | -120.7442 | 119.7018 | -0.2056 | -120.7435 | 119.7016
Line14_15_16 | 0 | 0 | 0 | 0 | 0 | 0 | 0 | 0 | 0 | 0 | 0 | 0 | -3.2569e-11 | -5.7384e-11 | -1.0335e-10 | 3.2569e-11 | 5.7384e-11 | 1.0335e-10 | 2.6237e-11 | 9.449e-11 | 3.7615e-11 | -2.6237e-11 | -9.449e-11 | -3.7615e-11 | 0 | 0 | 0 | 0 | 0 | 0 |  | 0.99553 | 0.99203 | 0.98569 | 0.99553 | 0.99203 | 0.98569 | -0.20591 | -120.7442 | 119.7018 | -0.20591 | -120.7442 | 119.7018
Line15_16_17 | 0 | 0 | 0 | 0 | 0 | 0 | 0 | 0 | 0 | 0 | 0 | 0 | -1.6284e-11 | -2.8692e-11 | -5.1677e-11 | 1.6284e-11 | 2.8692e-11 | 5.1677e-11 | 1.3118e-11 | 4.7245e-11 | 1.8807e-11 | -1.3118e-11 | -4.7245e-11 | -1.8807e-11 | 0 | 0 | 0 | 0 | 0 | 0 |  | 0.99553 | 0.99203 | 0.98569 | 0.99553 | 0.99203 | 0.98569 | -0.20591 | -120.7442 | 119.7018 | -0.20591 | -120.7442 | 119.7018
Line16_4_18 | 0 | 0 | 0 | 0 | 0 | 0 | 0 | 0 | 0 | 0 | 0 | 0 | -1.6417e-11 | -2.8989e-11 | -5.1959e-11 | 1.6417e-11 | 2.8989e-11 | 5.1959e-11 | 1.3178e-11 | 4.7386e-11 | 1.8759e-11 | -1.3178e-11 | -4.7386e-11 | -1.8759e-11 | 0 | 0 | 0 | 0 | 0 | 0 |  | 0.9955 | 0.99194 | 0.98561 | 0.9955 | 0.99194 | 0.98561 | -0.20686 | -120.7465 | 119.7026 | -0.20686 | -120.7465 | 119.7026
Line17_5_19 | 0 | 0 | 0 | 0 | 0 | 0 | 0 | 0 | 0 | 0 | 0 | 0 | -1.6462e-11 | -2.9089e-11 | -5.2054e-11 | 1.6462e-11 | 2.9089e-11 | 5.2054e-11 | 1.3198e-11 | 4.7432e-11 | 1.8743e-11 | -1.3198e-11 | -4.7432e-11 | -1.8743e-11 | 0 | 0 | 0 | 0 | 0 | 0 |  | 0.99548 | 0.99192 | 0.98558 | 0.99548 | 0.99192 | 0.98558 | -0.20717 | -120.7472 | 119.7028 | -0.20717 | -120.7472 | 119.7028
Line1_1_3 | 0.00011167 | 0.00025542 | 0.00022316 | 0.00011167 | 0.00025542 | 0.00022316 | 2.5789e-05 | 5.8986e-05 | 5.1536e-05 | 2.5789e-05 | 5.8986e-05 | 5.1536e-05 | -2.3798e-05 | -5.4702e-05 | -2.8874e-05 | 2.3798e-05 | 5.4704e-05 | 2.8875e-05 | -9.6304e-06 | -2.0761e-05 | -4.1788e-05 | 9.6307e-06 | 2.0763e-05 | 4.1789e-05 | 157.7609 | 38.4692 | -115.6546 | -22.2391 | -141.5308 | 64.3454 |  | 0.99548 | 0.99192 | 0.98558 | 0.9955 | 0.99194 | 0.98561 | -0.20717 | -120.7472 | 119.7028 | -0.20686 | -120.7465 | 119.7026
Line2_1_4 | 0.00011265 | 0.00025712 | 0.00022455 | 0.00011265 | 0.00025712 | 0.00022455 | 2.6015e-05 | 5.938e-05 | 5.1857e-05 | 2.6015e-05 | 5.938e-05 | 5.1857e-05 | -2.3973e-05 | -5.4978e-05 | -2.8918e-05 | 2.3973e-05 | 5.4979e-05 | 2.8919e-05 | -9.7991e-06 | -2.1133e-05 | -4.2142e-05 | 9.7994e-06 | 2.1134e-05 | 4.2143e-05 | 157.5598 | 38.2264 | -115.8386 | -22.4402 | -141.7736 | 64.1614 |  | 0.99548 | 0.99192 | 0.98558 | 0.9955 | 0.99194 | 0.98561 | -0.20717 | -120.7472 | 119.7028 | -0.20686 | -120.7465 | 119.7026
Line3_1_5 | 0 | 0 | 0 | 0 | 0 | 0 | 0 | 0 | 0 | 0 | 0 | 0 | -3.2924e-11 | -5.8179e-11 | -1.0411e-10 | 3.2924e-11 | 5.8179e-11 | 1.0411e-10 | 2.6396e-11 | 9.4865e-11 | 3.7485e-11 | -2.6396e-11 | -9.4865e-11 | -3.7485e-11 | 0 | 0 | 0 | 0 | 0 | 0 |  | 0.99548 | 0.99192 | 0.98558 | 0.99548 | 0.99192 | 0.98558 | -0.20717 | -120.7472 | 119.7028 | -0.20717 | -120.7472 | 119.7028
Line4_2_6 | 0.00011216 | 0.00025627 | 0.00022385 | 0.00011216 | 0.00025627 | 0.00022385 | 2.5902e-05 | 5.9182e-05 | 5.1696e-05 | 2.5902e-05 | 5.9182e-05 | 5.1696e-05 | -2.3885e-05 | -5.4841e-05 | -2.8897e-05 | 2.3885e-05 | 5.4842e-05 | 2.8898e-05 | -9.7145e-06 | -2.0948e-05 | -4.1965e-05 | 9.7148e-06 | 2.0949e-05 | 4.1966e-05 | 157.6608 | 38.3482 | -115.7463 | -22.3392 | -141.6518 | 64.2537 |  | 0.9955 | 0.99194 | 0.98561 | 0.99551 | 0.99197 | 0.98564 | -0.20686 | -120.7465 | 119.7026 | -0.20654 | -120.7457 | 119.7023
Line5_6_7 | 0.00011216 | 0.00025627 | 0.00022385 | 0.00011216 | 0.00025627 | 0.00022385 | 2.5902e-05 | 5.9182e-05 | 5.1696e-05 | 2.5902e-05 | 5.9182e-05 | 5.1696e-05 | -2.3885e-05 | -5.4842e-05 | -2.8898e-05 | 2.3886e-05 | 5.4844e-05 | 2.8899e-05 | -9.7148e-06 | -2.0949e-05 | -4.1966e-05 | 9.715e-06 | 2.095e-05 | 4.1967e-05 | 157.6608 | 38.3482 | -115.7464 | -22.3392 | -141.6518 | 64.2536 |  | 0.99551 | 0.99197 | 0.98564 | 0.99552 | 0.992 | 0.98566 | -0.20654 | -120.7457 | 119.7023 | -0.20623 | -120.745 | 119.7021
Line6_7_8 | 0 | 0 | 0 | 0 | 0 | 0 | 0 | 0 | 0 | 0 | 0 | 0 | -4.8985e-11 | -8.637e-11 | -1.5531e-10 | 4.8984e-11 | 8.637e-11 | 1.5531e-10 | 3.9415e-11 | 1.4188e-10 | 5.6376e-11 | -3.9415e-11 | -1.4188e-10 | -5.6376e-11 | 0 | 0 | 0 | 0 | 0 | 0 |  | 0.99552 | 0.992 | 0.98566 | 0.99552 | 0.992 | 0.98566 | -0.20623 | -120.745 | 119.7021 | -0.20623 | -120.745 | 119.7021
Line7_8_9 | 0 | 0 | 0 | 0 | 0 | 0 | 0 | 0 | 0 | 0 | 0 | 0 | -1.6328e-11 | -2.879e-11 | -5.1771e-11 | 1.6328e-11 | 2.879e-11 | 5.1771e-11 | 1.3138e-11 | 4.7292e-11 | 1.8792e-11 | -1.3138e-11 | -4.7292e-11 | -1.8792e-11 | 0 | 0 | 0 | 0 | 0 | 0 |  | 0.99552 | 0.992 | 0.98566 | 0.99552 | 0.992 | 0.98566 | -0.20623 | -120.745 | 119.7021 | -0.20623 | -120.745 | 119.7021
Line8_8_10 | 0 | 0 | 0 | 0 | 0 | 0 | 0 | 0 | 0 | 0 | 0 | 0 | -1.6328e-11 | -2.879e-11 | -5.1771e-11 | 1.6328e-11 | 2.879e-11 | 5.1771e-11 | 1.3138e-11 | 4.7292e-11 | 1.8792e-11 | -1.3138e-11 | -4.7292e-11 | -1.8792e-11 | 0 | 0 | 0 | 0 | 0 | 0 |  | 0.99552 | 0.992 | 0.98566 | 0.99552 | 0.992 | 0.98566 | -0.20623 | -120.745 | 119.7021 | -0.20623 | -120.745 | 119.7021
Line9_3_11 | 0.00011167 | 0.00025542 | 0.00022316 | 0.00011167 | 0.00025542 | 0.00022316 | 2.5789e-05 | 5.8986e-05 | 5.1536e-05 | 2.5789e-05 | 5.8986e-05 | 5.1536e-05 | -2.3798e-05 | -5.4704e-05 | -2.8874e-05 | 2.3798e-05 | 5.4705e-05 | 2.8875e-05 | -9.6307e-06 | -2.0763e-05 | -4.1789e-05 | 9.6309e-06 | 2.0764e-05 | 4.179e-05 | 157.7608 | 38.4692 | -115.6546 | -22.2392 | -141.5308 | 64.3454 |  | 0.9955 | 0.99194 | 0.98561 | 0.99551 | 0.99197 | 0.98564 | -0.20686 | -120.7465 | 119.7026 | -0.20654 | -120.7457 | 119.7023