## LLL_max_6
name | pf_ikss_from_ka | pf_ikss_to_ka | pf_ip_from_ka | pf_ip_to_ka | pf_skss_from_mw | pf_skss_to_mw | pf_p_from_mw | pf_p_to_mw | pf_q_from_mvar | pf_q_to_mvar | pf_ikss_from_degree | pf_ikss_to_degree | pf_vm_from_pu | pf_vm_to_pu | pf_va_from_degree | pf_va_to_degree
Line0_1_2 | 0.32497 | 0.32497 | 0 | 0 | 0.22515 | 0.22515 | -0.081585 | 0.084753 | -0.15129 | 0.15762 | 112.3024 | -67.6976 | 0.76342 | 0.79487 | -6.0346 | -5.9644
Line10_11_12 | 0.28888 | 0.28888 | 0 | 0 | 0.20014 | 0.20014 | -0.078736 | 0.08124 | -0.14384 | 0.14885 | 112.8171 | -67.1829 | 0.81932 | 0.84727 | -5.8785 | -5.8082
Line11_12_13 | 0.28888 | 0.28888 | 0 | 0 | 0.20014 | 0.20014 | -0.08124 | 0.083744 | -0.14885 | 0.15386 | 112.8171 | -67.1829 | 0.84727 | 0.87523 | -5.8082 | -5.7423
Line12_13_15 | 0 | 0 | 0 | 0 | 0 | 0 | 0 | 0 | 0 | 0 | 0 | 0 | 0.87523 | 0.87523 | -5.7423 | -5.7423
Line13_13_14 | 0.28888 | 0.28888 | 0 | 0 | 0.20014 | 0.20014 | -0.083744 | 0.086247 | -0.15386 | 0.15886 | 112.8171 | -67.1829 | 0.87523 | 0.90318 | -5.7423 | -5.6806
Line14_15_16 | 0 | 0 | 0 | 0 | 0 | 0 | 0 | 0 | 0 | 0 | 0 | 0 | 0.87523 | 0.87523 | -5.7423 | -5.7423
Line15_16_17 | 0 | 0 | 0 | 0 | 0 | 0 | 0 | 0 | 0 | 0 | 0 | 0 | 0.87523 | 0.87523 | -5.7423 | -5.7423
Line16_4_18 | 4.2793 | 4.2793 | 0 | 8.0393 | 2.9648 | 2.9648 | 0.54938 | -1e-07 | 1.0988 | -1e-07 | -69.5382 | 110.4618 | 0.41434 | 0 | -6.1032 | 0
Line17_5_19 | 0 | 0 | 0 | 0 | 0 | 0 | 0 | 0 | 0 | 0 | 0 | 0 | 0.76342 | 0.76342 | -6.0346 | -6.0346
Line1_1_3 | 0.28888 | 0.28888 | 0 | 0 | 0.20014 | 0.20014 | -0.073729 | 0.076233 | -0.13383 | 0.13883 | 112.8171 | -67.1829 | 0.76342 | 0.79137 | -6.0346 | -5.9538
Line2_1_4 | 3.6053 | 3.6053 | 0 | 0 | 2.4978 | 2.4978 | 0.8552 | -0.46526 | 1.7043 | -0.92447 | -69.388 | 110.612 | 0.76342 | 0.41434 | -6.0346 | -6.1032
Line3_1_5 | 0 | 0 | 0 | 0 | 0 | 0 | 0 | 0 | 0 | 0 | 0 | 0 | 0.76342 | 0.76342 | -6.0346 | -6.0346
Line4_2_6 | 0.32497 | 0.32497 | 0 | 0 | 0.22515 | 0.22515 | -0.084753 | 0.087921 | -0.15762 | 0.16396 | 112.3024 | -67.6976 | 0.79487 | 0.82632 | -5.9644 | -5.8996
Line5_6_7 | 0.32497 | 0.32497 | 0 | 0 | 0.22515 | 0.22515 | -0.087921 | 0.09109 | -0.16396 | 0.1703 | 112.3024 | -67.6976 | 0.82632 | 0.85778 | -5.8996 | -5.8396
Line6_7_8 | 0 | 0 | 0 | 0 | 0 | 0 | 0 | 0 | 0 | 0 | 0 | 0 | 0.85778 | 0.85778 | -5.8396 | -5.8396
Line7_8_9 | 0 | 0 | 0 | 0 | 0 | 0 | 0 | 0 | 0 | 0 | 0 | 0 | 0.85778 | 0.85778 | -5.8396 | -5.8396
Line8_8_10 | 0 | 0 | 0 | 0 | 0 | 0 | 0 | 0 | 0 | 0 | 0 | 0 | 0.85778 | 0.85778 | -5.8396 | -5.8396
Line9_3_11 | 0.28888 | 0.28888 | 0 | 0 | 0.20014 | 0.20014 | -0.076233 | 0.078736 | -0.13883 | 0.14384 | 112.8171 | -67.1829 | 0.79137 | 0.81932 | -5.9538 | -5.8785

## LLL_max_10
name | pf_ikss_from_ka | pf_ikss_to_ka | pf_ip_from_ka | pf_ip_to_ka | pf_skss_from_mw | pf_skss_to_mw | pf_p_from_mw | pf_p_to_mw | pf_q_from_mvar | pf_q_to_mvar | pf_ikss_from_degree | pf_ikss_to_degree | pf_vm_from_pu | pf_vm_to_pu | pf_va_from_degree | pf_va_to_degree
Line0_1_2 | 0.3348 | 0.3348 | 0 | 0 | 0.23196 | 0.23196 | -0.087546 | 0.090909 | -0.16063 | 0.16736 | 112.3588 | -67.6412 | 0.78869 | 0.82109 | -6.232 | -6.152
Line10_11_12 | 0.29887 | 0.29887 | 0 | 0 | 0.20706 | 0.20706 | -0.084782 | 0.087462 | -0.15341 | 0.15877 | 112.8681 | -67.1319 | 0.84651 | 0.87543 | -6.0587 | -5.9806
Line11_12_13 | 0.29887 | 0.29887 | 0 | 0 | 0.20706 | 0.20706 | -0.087462 | 0.090142 | -0.15877 | 0.16413 | 112.8681 | -67.1319 | 0.87543 | 0.90434 | -5.9806 | -5.9076
Line12_13_15 | 0 | 0 | 0 | 0 | 0 | 0 | 0 | 0 | 0 | 0 | 0 | 0 | 0.90434 | 0.90434 | -5.9076 | -5.9076
Line13_13_14 | 0.29887 | 0.29887 | 0 | 0 | 0.20706 | 0.20706 | -0.090142 | 0.092822 | -0.16413 | 0.16949 | 112.8681 | -67.1319 | 0.90434 | 0.93326 | -5.9076 | -5.8391
Line14_15_16 | 0 | 0 | 0 | 0 | 0 | 0 | 0 | 0 | 0 | 0 | 0 | 0 | 0.90434 | 0.90434 | -5.9076 | -5.9076
Line15_16_17 | 0 | 0 | 0 | 0 | 0 | 0 | 0 | 0 | 0 | 0 | 0 | 0 | 0.90434 | 0.90434 | -5.9076 | -5.9076
Line16_4_18 | 4.4124 | 4.4124 | 0 | 8.3118 | 3.057 | 3.057 | 0.58408 | -1e-07 | 1.1682 | -1e-07 | -69.7214 | 110.2786 | 0.42723 | 0 | -6.2864 | 0
Line17_5_19 | 0 | 0 | 0 | 0 | 0 | 0 | 0 | 0 | 0 | 0 | 0 | 0 | 0.78869 | 0.78869 | -6.232 | -6.232
Line1_1_3 | 0.29887 | 0.29887 | 0 | 0 | 0.20706 | 0.20706 | -0.079423 | 0.082103 | -0.14269 | 0.14805 | 112.8681 | -67.1319 | 0.78869 | 0.8176 | -6.232 | -6.1423
Line2_1_4 | 3.7331 | 3.7331 | 0 | 0 | 2.5864 | 2.5864 | 0.9143 | -0.49621 | 1.8235 | -0.9873 | -69.6025 | 110.3975 | 0.78869 | 0.42723 | -6.232 | -6.2864
Line3_1_5 | 0 | 0 | 0 | 0 | 0 | 0 | 0 | 0 | 0 | 0 | 0 | 0 | 0.78869 | 0.78869 | -6.232 | -6.232
Line4_2_6 | 0.3348 | 0.3348 | 0 | 0 | 0.23196 | 0.23196 | -0.090909 | 0.094272 | -0.16736 | 0.17408 | 112.3588 | -67.6412 | 0.82109 | 0.85348 | -6.152 | -6.0781
Line5_6_7 | 0.3348 | 0.3348 | 0 | 0 | 0.23196 | 0.23196 | -0.094272 | 0.097635 | -0.17408 | 0.18081 | 112.3588 | -67.6412 | 0.85348 | 0.88588 | -6.0781 | -6.0096
Line6_7_8 | 0 | 0 | 0 | 0 | 0 | 0 | 0 | 0 | 0 | 0 | 0 | 0 | 0.88588 | 0.88588 | -6.0096 | -6.0096
Line7_8_9 | 0 | 0 | 0 | 0 | 0 | 0 | 0 | 0 | 0 | 0 | 0 | 0 | 0.88588 | 0.88588 | -6.0096 | -6.0096
Line8_8_10 | 0 | 0 | 0 | 0 | 0 | 0 | 0 | 0 | 0 | 0 | 0 | 0 | 0.88588 | 0.88588 | -6.0096 | -6.0096
Line9_3_11 | 0.29887 | 0.29887 | 0 | 0 | 0.20706 | 0.20706 | -0.082103 | 0.084782 | -0.14805 | 0.15341 | 112.8681 | -67.1319 | 0.8176 | 0.84651 | -6.1423 | -6.0587

## LLL_max_fault_6
name | pf_ikss_from_ka | pf_ikss_to_ka | pf_ip_from_ka | pf_ip_to_ka | pf_skss_from_mw | pf_skss_to_mw | pf_p_from_mw | pf_p_to_mw | pf_q_from_mvar | pf_q_to_mvar | pf_ikss_from_degree | pf_ikss_to_degree | pf_vm_from_pu | pf_vm_to_pu | pf_va_from_degree | pf_va_to_degree
Line0_1_2 | 0.12039 | 0.12039 | 0 | 0 | 0.083411 | 0.083411 | -0.006237 | 0.0066719 | -0.09019 | 0.09106 | 93.9805 | -86.0195 | 1.0839 | 1.0946 | 0.024519 | -0.21006
Line10_11_12 | 0.10731 | 0.10731 | 0 | 0 | 0.074344 | 0.074344 | -0.0060352 | 0.0063806 | -0.081782 | 0.082473 | 93.8274 | -86.1726 | 1.103 | 1.1127 | -0.3931 | -0.5965
Line11_12_13 | 0.10731 | 0.10731 | 0 | 0 | 0.074344 | 0.074344 | -0.0063806 | 0.0067261 | -0.082473 | 0.083164 | 93.8274 | -86.1726 | 1.1127 | 1.1223 | -0.5965 | -0.79641
Line12_13_15 | 0 | 0 | 0 | 0 | 0 | 0 | 0 | 0 | 0 | 0 | 0 | 0 | 1.1223 | 1.1223 | -0.79641 | -0.79641
Line13_13_14 | 0.10731 | 0.10731 | 0 | 0 | 0.074344 | 0.074344 | -0.0067261 | 0.0070715 | -0.083164 | 0.083855 | 93.8274 | -86.1726 | 1.1223 | 1.1319 | -0.79641 | -0.99292
Line14_15_16 | 0 | 0 | 0 | 0 | 0 | 0 | 0 | 0 | 0 | 0 | 0 | 0 | 1.1223 | 1.1223 | -0.79641 | -0.79641
Line15_16_17 | 0 | 0 | 0 | 0 | 0 | 0 | 0 | 0 | 0 | 0 | 0 | 0 | 1.1223 | 1.1223 | -0.79641 | -0.79641
Line16_4_18 | 0.035619 | 0.035619 | 0 | 0.066915 | 0.024677 | 0.024677 | 0.019068 | -0.01903 | 0.019106 | -0.01903 | -45.1981 | 134.8019 | 1.0939 | 1.0906 | -0.14093 | -0.19806
Line17_5_19 | 0 | 0 | 0 | 0 | 0 | 0 | 0 | 0 | 0 | 0 | 0 | 0 | 1.0839 | 1.0839 | 0.024519 | 0.024519
Line1_1_3 | 0.10731 | 0.10731 | 0 | 0 | 0.074344 | 0.074344 | -0.0053443 | 0.0056897 | -0.080401 | 0.081091 | 93.8274 | -86.1726 | 1.0839 | 1.0934 | 0.024519 | -0.18612
Line2_1_4 | 0.10837 | 0.10837 | 0 | 0 | 0.07508 | 0.07508 | -0.012793 | 0.013146 | -0.080364 | 0.081069 | 99.0698 | -80.9302 | 1.0839 | 1.0939 | 0.024519 | -0.14093
Line3_1_5 | 0 | 0 | 0 | 0 | 0 | 0 | 0 | 0 | 0 | 0 | 0 | 0 | 1.0839 | 1.0839 | 0.024519 | 0.024519
Line4_2_6 | 0.12039 | 0.12039 | 0 | 0 | 0.083411 | 0.083411 | -0.0066719 | 0.0071067 | -0.09106 | 0.09193 | 93.9805 | -86.0195 | 1.0946 | 1.1054 | -0.21006 | -0.44005
Line5_6_7 | 0.12039 | 0.12039 | 0 | 0 | 0.083411 | 0.083411 | -0.0071067 | 0.0075416 | -0.09193 | 0.0928 | 93.9805 | -86.0195 | 1.1054 | 1.1162 | -0.44005 | -0.6656
Line6_7_8 | 0 | 0 | 0 | 0 | 0 | 0 | 0 | 0 | 0 | 0 | 0 | 0 | 1.1162 | 1.1162 | -0.6656 | -0.6656
Line7_8_9 | 0 | 0 | 0 | 0 | 0 | 0 | 0 | 0 | 0 | 0 | 0 | 0 | 1.1162 | 1.1162 | -0.6656 | -0.6656
Line8_8_10 | 0 | 0 | 0 | 0 | 0 | 0 | 0 | 0 | 0 | 0 | 0 | 0 | 1.1162 | 1.1162 | -0.6656 | -0.6656
Line9_3_11 | 0.10731 | 0.10731 | 0 | 0 | 0.074344 | 0.074344 | -0.0056897 | 0.0060352 | -0.081091 | 0.081782 | 93.8274 | -86.1726 | 1.0934 | 1.103 | -0.18612 | -0.3931

## LLL_max_fault_10
name | pf_ikss_from_ka | pf_ikss_to_ka | pf_ip_from_ka | pf_ip_to_ka | pf_skss_from_mw | pf_skss_to_mw | pf_p_from_mw | pf_p_to_mw | pf_q_from_mvar | pf_q_to_mvar | pf_ikss_from_degree | pf_ikss_to_degree | pf_vm_from_pu | pf_vm_to_pu | pf_va_from_degree | pf_va_to_degree
Line0_1_2 | 0.1213 | 0.1213 | 0 | 0 | 0.084041 | 0.084041 | -0.0067259 | 0.0071674 | -0.095199 | 0.096082 | 94.0592 | -85.9408 | 1.1356 | 1.1465 | 0.017899 | -0.20695
Line10_11_12 | 0.10856 | 0.10856 | 0 | 0 | 0.075212 | 0.075212 | -0.0065032 | 0.0068567 | -0.086627 | 0.087334 | 93.9091 | -86.0909 | 1.155 | 1.1648 | -0.3841 | -0.58006
Line11_12_13 | 0.10856 | 0.10856 | 0 | 0 | 0.075212 | 0.075212 | -0.0068567 | 0.0072103 | -0.087334 | 0.088041 | 93.9091 | -86.0909 | 1.1648 | 1.1745 | -0.58006 | -0.77278
Line12_13_15 | 0 | 0 | 0 | 0 | 0 | 0 | 0 | 0 | 0 | 0 | 0 | 0 | 1.1745 | 1.1745 | -0.77278 | -0.77278
Line13_13_14 | 0.10856 | 0.10856 | 0 | 0 | 0.075212 | 0.075212 | -0.0072103 | 0.0075638 | -0.088041 | 0.088748 | 93.9091 | -86.0909 | 1.1745 | 1.1843 | -0.77278 | -0.96232
Line14_15_16 | 0 | 0 | 0 | 0 | 0 | 0 | 0 | 0 | 0 | 0 | 0 | 0 | 1.1745 | 1.1745 | -0.77278 | -0.77278
Line15_16_17 | 0 | 0 | 0 | 0 | 0 | 0 | 0 | 0 | 0 | 0 | 0 | 0 | 1.1745 | 1.1745 | -0.77278 | -0.77278
Line16_4_18 | 0.037299 | 0.037299 | 0 | 0.070262 | 0.025842 | 0.025842 | 0.02091 | -0.020868 | 0.020952 | -0.020868 | -45.2026 | 134.7974 | 1.1455 | 1.1421 | -0.14543 | -0.20255
Line17_5_19 | 0 | 0 | 0 | 0 | 0 | 0 | 0 | 0 | 0 | 0 | 0 | 0 | 1.1356 | 1.1356 | 0.017899 | 0.017899
Line1_1_3 | 0.10856 | 0.10856 | 0 | 0 | 0.075212 | 0.075212 | -0.0057961 | 0.0061496 | -0.085213 | 0.08592 | 93.9091 | -86.0909 | 1.1356 | 1.1453 | 0.017899 | -0.1848
Line2_1_4 | 0.10744 | 0.10744 | 0 | 0 | 0.074435 | 0.074435 | -0.01216 | 0.012506 | -0.083649 | 0.084342 | 98.2891 | -81.7109 | 1.1356 | 1.1455 | 0.017899 | -0.14543
Line3_1_5 | 0 | 0 | 0 | 0 | 0 | 0 | 0 | 0 | 0 | 0 | 0 | 0 | 1.1356 | 1.1356 | 0.017899 | 0.017899
Line4_2_6 | 0.1213 | 0.1213 | 0 | 0 | 0.084041 | 0.084041 | -0.0071674 | 0.0076088 | -0.096082 | 0.096965 | 94.0592 | -85.9408 | 1.1465 | 1.1573 | -0.20695 | -0.42758
Line5_6_7 | 0.1213 | 0.1213 | 0 | 0 | 0.084041 | 0.084041 | -0.0076088 | 0.0080502 | -0.096965 | 0.097848 | 94.0592 | -85.9408 | 1.1573 | 1.1682 | -0.42758 | -0.6441
Line6_7_8 | 0 | 0 | 0 | 0 | 0 | 0 | 0 | 0 | 0 | 0 | 0 | 0 | 1.1682 | 1.1682 | -0.6441 | -0.6441
Line7_8_9 | 0 | 0 | 0 | 0 | 0 | 0 | 0 | 0 | 0 | 0 | 0 | 0 | 1.1682 | 1.1682 | -0.6441 | -0.6441
Line8_8_10 | 0 | 0 | 0 | 0 | 0 | 0 | 0 | 0 | 0 | 0 | 0 | 0 | 1.1682 | 1.1682 | -0.6441 | -0.6441
Line9_3_11 | 0.10856 | 0.10856 | 0 | 0 | 0.075212 | 0.075212 | -0.0061496 | 0.0065032 | -0.08592 | 0.086627 | 93.9091 | -86.0909 | 1.1453 | 1.155 | -0.1848 | -0.3841

## LLL_min_6
name | pf_ikss_from_ka | pf_ikss_to_ka | pf_ip_from_ka | pf_ip_to_ka | pf_skss_from_mw | pf_skss_to_mw | pf_p_from_mw | pf_p_to_mw | pf_q_from_mvar | pf_q_to_mvar | pf_ikss_from_degree | pf_ikss_to_degree | pf_vm_from_pu | pf_vm_to_pu | pf_va_from_degree | pf_va_to_degree
Line0_1_2 | 0.0049477 | 0.0049477 | 0 | 0 | 0.0034279 | 0.0034279 | -0.0019748 | 0.0019762 | -0.0013385 | 0.0013399 | 134.3184 | -45.6816 | 0.69595 | 0.69653 | -11.5528 | -11.5426
Line10_11_12 | 0.0049304 | 0.0049304 | 0 | 0 | 0.0034159 | 0.0034159 | -0.0019731 | 0.0019745 | -0.0013332 | 0.0013347 | 134.4202 | -45.5798 | 0.69711 | 0.69769 | -11.5323 | -11.5221
Line11_12_13 | 0.0049304 | 0.0049304 | 0 | 0 | 0.0034159 | 0.0034159 | -0.0019745 | 0.0019759 | -0.0013347 | 0.0013361 | 134.4202 | -45.5798 | 0.69769 | 0.69827 | -11.5221 | -11.5119
Line12_13_15 | 0 | 0 | 0 | 0 | 0 | 0 | 0 | 0 | 0 | 0 | 0 | 0 | 0.69827 | 0.69827 | -11.5119 | -11.5119
Line13_13_14 | 0.0049304 | 0.0049304 | 0 | 0 | 0.0034159 | 0.0034159 | -0.0019758 | 0.0019772 | -0.0013361 | 0.0013376 | 134.42 | -45.58 | 0.69827 | 0.69885 | -11.5119 | -11.5018
Line14_15_16 | 0 | 0 | 0 | 0 | 0 | 0 | 0 | 0 | 0 | 0 | 0 | 0 | 0.69827 | 0.69827 | -11.5119 | -11.5119
Line15_16_17 | 0 | 0 | 0 | 0 | 0 | 0 | 0 | 0 | 0 | 0 | 0 | 0 | 0.69827 | 0.69827 | -11.5119 | -11.5119
Line16_4_18 | 2.9036 | 2.9036 | 0 | 4.7948 | 2.0117 | 2.0117 | 0.48561 | -1e-07 | 0.50584 | -1e-07 | -57.7375 | 122.2625 | 0.34857 | 0 | -11.5684 | 0
Line17_5_19 | 0 | 0 | 0 | 0 | 0 | 0 | 0 | 0 | 0 | 0 | 0 | 0 | 0.69595 | 0.69595 | -11.5528 | -11.5528
Line1_1_3 | 0.0049304 | 0.0049304 | 0 | 0 | 0.0034159 | 0.0034159 | -0.0019703 | 0.0019717 | -0.0013303 | 0.0013318 | 134.4203 | -45.5797 | 0.69595 | 0.69653 | -11.5528 | -11.5425
Line2_1_4 | 2.8936 | 2.8936 | 0 | 0 | 2.0048 | 2.0048 | 0.96651 | -0.48422 | 1.0062 | -0.50385 | -57.7063 | 122.2937 | 0.69595 | 0.34857 | -11.5528 | -11.5684
Line3_1_5 | 0 | 0 | 0 | 0 | 0 | 0 | 0 | 0 | 0 | 0 | 0 | 0 | 0.69595 | 0.69595 | -11.5528 | -11.5528
Line4_2_6 | 0.0049477 | 0.0049477 | 0 | 0 | 0.0034279 | 0.0034279 | -0.0019762 | 0.0019776 | -0.0013399 | 0.0013414 | 134.3184 | -45.6816 | 0.69653 | 0.69711 | -11.5426 | -11.5324
Line5_6_7 | 0.0049477 | 0.0049477 | 0 | 0 | 0.0034279 | 0.0034279 | -0.0019776 | 0.001979 | -0.0013414 | 0.0013429 | 134.3183 | -45.6817 | 0.69711 | 0.6977 | -11.5324 | -11.5223
Line6_7_8 | 0 | 0 | 0 | 0 | 0 | 0 | 0 | 0 | 0 | 0 | 0 | 0 | 0.6977 | 0.6977 | -11.5223 | -11.5223
Line7_8_9 | 0 | 0 | 0 | 0 | 0 | 0 | 0 | 0 | 0 | 0 | 0 | 0 | 0.6977 | 0.6977 | -11.5223 | -11.5223
Line8_8_10 | 0 | 0 | 0 | 0 | 0 | 0 | 0 | 0 | 0 | 0 | 0 | 0 | 0.6977 | 0.6977 | -11.5223 | -11.5223
Line9_3_11 | 0.0049304 | 0.0049304 | 0 | 0 | 0.0034159 | 0.0034159 | -0.0019717 | 0.0019731 | -0.0013318 | 0.0013332 | 134.4203 | -45.5797 | 0.69653 | 0.69711 | -11.5425 | -11.5323

## LLL_min_10
name | pf_ikss_from_ka | pf_ikss_to_ka | pf_ip_from_ka | pf_ip_to_ka | pf_skss_from_mw | pf_skss_to_mw | pf_p_from_mw | pf_p_to_mw | pf_q_from_mvar | pf_q_to_mvar | pf_ikss_from_degree | pf_ikss_to_degree | pf_vm_from_pu | pf_vm_to_pu | pf_va_from_degree | pf_va_to_degree
Line0_1_2 | 0.0046873 | 0.0046873 | 0 | 0 | 0.0032475 | 0.0032475 | -0.0017724 | 0.0017737 | -0.0012013 | 0.0012026 | 134.3184 | -45.6816 | 0.65932 | 0.65987 | -11.5528 | -11.5426
Line10_11_12 | 0.0046709 | 0.0046709 | 0 | 0 | 0.0032361 | 0.0032361 | -0.0017708 | 0.0017721 | -0.0011966 | 0.0011979 | 134.4202 | -45.5798 | 0.66042 | 0.66097 | -11.5323 | -11.5221
Line11_12_13 | 0.0046709 | 0.0046709 | 0 | 0 | 0.0032361 | 0.0032361 | -0.0017721 | 0.0017733 | -0.0011979 | 0.0011992 | 134.4202 | -45.5798 | 0.66097 | 0.66152 | -11.5221 | -11.5119
Line12_13_15 | 0 | 0 | 0 | 0 | 0 | 0 | 0 | 0 | 0 | 0 | 0 | 0 | 0.66152 | 0.66152 | -11.5119 | -11.5119
Line13_13_14 | 0.0046709 | 0.0046709 | 0 | 0 | 0.0032361 | 0.0032361 | -0.0017733 | 0.0017746 | -0.0011992 | 0.0012005 | 134.42 | -45.58 | 0.66152 | 0.66207 | -11.5119 | -11.5018
Line14_15_16 | 0 | 0 | 0 | 0 | 0 | 0 | 0 | 0 | 0 | 0 | 0 | 0 | 0.66152 | 0.66152 | -11.5119 | -11.5119
Line15_16_17 | 0 | 0 | 0 | 0 | 0 | 0 | 0 | 0 | 0 | 0 | 0 | 0 | 0.66152 | 0.66152 | -11.5119 | -11.5119
Line16_4_18 | 2.7508 | 2.7508 | 0 | 4.5424 | 1.9058 | 1.9058 | 0.43584 | -1e-07 | 0.454 | -1e-07 | -57.7375 | 122.2625 | 0.33023 | 0 | -11.5684 | 0
Line17_5_19 | 0 | 0 | 0 | 0 | 0 | 0 | 0 | 0 | 0 | 0 | 0 | 0 | 0.65932 | 0.65932 | -11.5528 | -11.5528
Line1_1_3 | 0.004671 | 0.004671 | 0 | 0 | 0.0032361 | 0.0032361 | -0.0017683 | 0.0017696 | -0.001194 | 0.0011953 | 134.4203 | -45.5797 | 0.65932 | 0.65987 | -11.5528 | -11.5425
Line2_1_4 | 2.7413 | 2.7413 | 0 | 0 | 1.8992 | 1.8992 | 0.86745 | -0.43459 | 0.9031 | -0.45221 | -57.7063 | 122.2937 | 0.65932 | 0.33023 | -11.5528 | -11.5684
Line3_1_5 | 0 | 0 | 0 | 0 | 0 | 0 | 0 | 0 | 0 | 0 | 0 | 0 | 0.65932 | 0.65932 | -11.5528 | -11.5528
Line4_2_6 | 0.0046873 | 0.0046873 | 0 | 0 | 0.0032475 | 0.0032475 | -0.0017736 | 0.0017749 | -0.0012026 | 0.0012039 | 134.3184 | -45.6816 | 0.65987 | 0.66042 | -11.5426 | -11.5324
Line5_6_7 | 0.0046873 | 0.0046873 | 0 | 0 | 0.0032475 | 0.0032475 | -0.0017749 | 0.0017762 | -0.0012039 | 0.0012053 | 134.3183 | -45.6817 | 0.66042 | 0.66097 | -11.5324 | -11.5223
Line6_7_8 | 0 | 0 | 0 | 0 | 0 | 0 | 0 | 0 | 0 | 0 | 0 | 0 | 0.66097 | 0.66097 | -11.5223 | -11.5223
Line7_8_9 | 0 | 0 | 0 | 0 | 0 | 0 | 0 | 0 | 0 | 0 | 0 | 0 | 0.66097 | 0.66097 | -11.5223 | -11.5223
Line8_8_10 | 0 | 0 | 0 | 0 | 0 | 0 | 0 | 0 | 0 | 0 | 0 | 0 | 0.66097 | 0.66097 | -11.5223 | -11.5223
Line9_3_11 | 0.004671 | 0.004671 | 0 | 0 | 0.0032361 | 0.0032361 | -0.0017696 | 0.0017708 | -0.0011953 | 0.0011966 | 134.4203 | -45.5797 | 0.65987 | 0.66042 | -11.5425 | -11.5323

## LLL_min_fault_6
name | pf_ikss_from_ka | pf_ikss_to_ka | pf_ip_from_ka | pf_ip_to_ka | pf_skss_from_mw | pf_skss_to_mw | pf_p_from_mw | pf_p_to_mw | pf_q_from_mvar | pf_q_to_mvar | pf_ikss_from_degree | pf_ikss_to_degree | pf_vm_from_pu | pf_vm_to_pu | pf_va_from_degree | pf_va_to_degree
Line0_1_2 | 5.2325e-05 | 5.2325e-05 | 0 | 0 | 3.6252e-05 | 3.6252e-05 | -2.8824e-05 | 2.8824e-05 | -1.8685e-05 | 1.8685e-05 | 146.9224 | -33.0776 | 0.94756 | 0.94756 | -0.1244 | -0.12431
Line10_11_12 | 5.2142e-05 | 5.2142e-05 | 0 | 0 | 3.6125e-05 | 3.6125e-05 | -2.8757e-05 | 2.8757e-05 | -1.8569e-05 | 1.8569e-05 | 147.0242 | -32.9758 | 0.94757 | 0.94757 | -0.12422 | -0.12414
Line11_12_13 | 5.2142e-05 | 5.2142e-05 | 0 | 0 | 3.6125e-05 | 3.6125e-05 | -2.8757e-05 | 2.8757e-05 | -1.8569e-05 | 1.8569e-05 | 147.0241 | -32.9759 | 0.94757 | 0.94758 | -0.12414 | -0.12405
Line12_13_15 | 0 | 0 | 0 | 0 | 0 | 0 | 0 | 0 | 0 | 0 | 0 | 0 | 0.94758 | 0.94758 | -0.12405 | -0.12405
Line13_13_14 | 5.2142e-05 | 5.2142e-05 | 0 | 0 | 3.6125e-05 | 3.6125e-05 | -2.8757e-05 | 2.8757e-05 | -1.857e-05 | 1.857e-05 | 147.0239 | -32.9761 | 0.94758 | 0.94759 | -0.12405 | -0.12396
Line14_15_16 | 0 | 0 | 0 | 0 | 0 | 0 | 0 | 0 | 0 | 0 | 0 | 0 | 0.94758 | 0.94758 | -0.12405 | -0.12405
Line15_16_17 | 0 | 0 | 0 | 0 | 0 | 0 | 0 | 0 | 0 | 0 | 0 | 0 | 0.94758 | 0.94758 | -0.12405 | -0.12405
Line16_4_18 | 0.030707 | 0.030707 | 0 | 0.050707 | 0.021274 | 0.021274 | 0.014198 | -0.014144 | 0.0142 | -0.014144 | -45.1336 | 134.8664 | 0.94388 | 0.9402 | -0.12903 | -0.1336
Line17_5_19 | 0 | 0 | 0 | 0 | 0 | 0 | 0 | 0 | 0 | 0 | 0 | 0 | 0.94756 | 0.94756 | -0.1244 | -0.1244
Line1_1_3 | 5.2142e-05 | 5.2142e-05 | 0 | 0 | 3.6125e-05 | 3.6125e-05 | -2.8756e-05 | 2.8757e-05 | -1.8569e-05 | 1.8569e-05 | 147.0243 | -32.9757 | 0.94756 | 0.94756 | -0.1244 | -0.12431
Line2_1_4 | 0.030601 | 0.030601 | 0 | 0 | 0.021201 | 0.021201 | 0.014211 | -0.014157 | 0.0142 | -0.014144 | -45.1023 | 134.8977 | 0.94756 | 0.94388 | -0.1244 | -0.12903
Line3_1_5 | 0 | 0 | 0 | 0 | 0 | 0 | 0 | 0 | 0 | 0 | 0 | 0 | 0.94756 | 0.94756 | -0.1244 | -0.1244
Line4_2_6 | 5.2325e-05 | 5.2325e-05 | 0 | 0 | 3.6252e-05 | 3.6252e-05 | -2.8824e-05 | 2.8824e-05 | -1.8685e-05 | 1.8685e-05 | 146.9223 | -33.0777 | 0.94756 | 0.94757 | -0.12431 | -0.12422
Line5_6_7 | 5.2325e-05 | 5.2325e-05 | 0 | 0 | 3.6252e-05 | 3.6252e-05 | -2.8824e-05 | 2.8824e-05 | -1.8685e-05 | 1.8686e-05 | 146.9222 | -33.0778 | 0.94757 | 0.94757 | -0.12422 | -0.12414
Line6_7_8 | 0 | 0 | 0 | 0 | 0 | 0 | 0 | 0 | 0 | 0 | 0 | 0 | 0.94757 | 0.94757 | -0.12414 | -0.12414
Line7_8_9 | 0 | 0 | 0 | 0 | 0 | 0 | 0 | 0 | 0 | 0 | 0 | 0 | 0.94757 | 0.94757 | -0.12414 | -0.12414
Line8_8_10 | 0 | 0 | 0 | 0 | 0 | 0 | 0 | 0 | 0 | 0 | 0 | 0 | 0.94757 | 0.94757 | -0.12414 | -0.12414
Line9_3_11 | 5.2142e-05 | 5.2142e-05 | 0 | 0 | 3.6125e-05 | 3.6125e-05 | -2.8756e-05 | 2.8757e-05 | -1.8569e-05 | 1.8569e-05 | 147.0242 | -32.9758 | 0.94756 | 0.94757 | -0.12431 | -0.12422

## LLL_min_fault_10
name | pf_ikss_from_ka | pf_ikss_to_ka | pf_ip_from_ka | pf_ip_to_ka | pf_skss_from_mw | pf_skss_to_mw | pf_p_from_mw | pf_p_to_mw | pf_q_from_mvar | pf_q_to_mvar | pf_ikss_from_degree | pf_ikss_to_degree | pf_vm_from_pu | pf_vm_to_pu | pf_va_from_degree | pf_va_to_degree
Line0_1_2 | 4.9571e-05 | 4.9571e-05 | 0 | 0 | 3.4344e-05 | 3.4344e-05 | -2.587e-05 | 2.587e-05 | -1.677e-05 | 1.677e-05 | 146.9224 | -33.0776 | 0.89769 | 0.89769 | -0.1244 | -0.12431
Line10_11_12 | 4.9398e-05 | 4.9398e-05 | 0 | 0 | 3.4224e-05 | 3.4224e-05 | -2.5809e-05 | 2.5809e-05 | -1.6666e-05 | 1.6666e-05 | 147.0242 | -32.9758 | 0.8977 | 0.8977 | -0.12422 | -0.12414
Line11_12_13 | 4.9398e-05 | 4.9398e-05 | 0 | 0 | 3.4224e-05 | 3.4224e-05 | -2.5809e-05 | 2.581e-05 | -1.6666e-05 | 1.6666e-05 | 147.0241 | -32.9759 | 0.8977 | 0.89771 | -0.12414 | -0.12405
Line12_13_15 | 0 | 0 | 0 | 0 | 0 | 0 | 0 | 0 | 0 | 0 | 0 | 0 | 0.89771 | 0.89771 | -0.12405 | -0.12405
Line13_13_14 | 4.9398e-05 | 4.9398e-05 | 0 | 0 | 3.4224e-05 | 3.4224e-05 | -2.5809e-05 | 2.581e-05 | -1.6666e-05 | 1.6666e-05 | 147.0239 | -32.9761 | 0.89771 | 0.89771 | -0.12405 | -0.12396
Line14_15_16 | 0 | 0 | 0 | 0 | 0 | 0 | 0 | 0 | 0 | 0 | 0 | 0 | 0.89771 | 0.89771 | -0.12405 | -0.12405
Line15_16_17 | 0 | 0 | 0 | 0 | 0 | 0 | 0 | 0 | 0 | 0 | 0 | 0 | 0.89771 | 0.89771 | -0.12405 | -0.12405
Line16_4_18 | 0.029091 | 0.029091 | 0 | 0.048038 | 0.020155 | 0.020155 | 0.012743 | -0.012694 | 0.012745 | -0.012694 | -45.1336 | 134.8664 | 0.89421 | 0.89071 | -0.12903 | -0.1336
Line17_5_19 | 0 | 0 | 0 | 0 | 0 | 0 | 0 | 0 | 0 | 0 | 0 | 0 | 0.89769 | 0.89769 | -0.1244 | -0.1244
Line1_1_3 | 4.9398e-05 | 4.9398e-05 | 0 | 0 | 3.4224e-05 | 3.4224e-05 | -2.5809e-05 | 2.5809e-05 | -1.6666e-05 | 1.6666e-05 | 147.0243 | -32.9757 | 0.89769 | 0.89769 | -0.1244 | -0.12431
Line2_1_4 | 0.028991 | 0.028991 | 0 | 0 | 0.020085 | 0.020085 | 0.012754 | -0.012706 | 0.012745 | -0.012694 | -45.1023 | 134.8977 | 0.89769 | 0.89421 | -0.1244 | -0.12903
Line3_1_5 | 0 | 0 | 0 | 0 | 0 | 0 | 0 | 0 | 0 | 0 | 0 | 0 | 0.89769 | 0.89769 | -0.1244 | -0.1244
Line4_2_6 | 4.9571e-05 | 4.9571e-05 | 0 | 0 | 3.4344e-05 | 3.4344e-05 | -2.587e-05 | 2.587e-05 | -1.677e-05 | 1.677e-05 | 146.9223 | -33.0777 | 0.89769 | 0.8977 | -0.12431 | -0.12422
Line5_6_7 | 4.9571e-05 | 4.9571e-05 | 0 | 0 | 3.4344e-05 | 3.4344e-05 | -2.587e-05 | 2.587e-05 | -1.677e-05 | 1.677e-05 | 146.9222 | -33.0778 | 0.8977 | 0.8977 | -0.12422 | -0.12414
Line6_7_8 | 0 | 0 | 0 | 0 | 0 | 0 | 0 | 0 | 0 | 0 | 0 | 0 | 0.8977 | 0.8977 | -0.12414 | -0.12414
Line7_8_9 | 0 | 0 | 0 | 0 | 0 | 0 | 0 | 0 | 0 | 0 | 0 | 0 | 0.8977 | 0.8977 | -0.12414 | -0.12414
Line8_8_10 | 0 | 0 | 0 | 0 | 0 | 0 | 0 | 0 | 0 | 0 | 0 | 0 | 0.8977 | 0.8977 | -0.12414 | -0.12414
Line9_3_11 | 4.9398e-05 | 4.9398e-05 | 0 | 0 | 3.4224e-05 | 3.4224e-05 | -2.5809e-05 | 2.5809e-05 | -1.6666e-05 | 1.6666e-05 | 147.0242 | -32.9758 | 0.89769 | 0.8977 | -0.12431 | -0.12422

## LL_max_6
name | pf_ikss_a_from_ka | pf_ikss_b_from_ka | pf_ikss_c_from_ka | pf_ikss_a_to_ka | pf_ikss_b_to_ka | pf_ikss_c_to_ka | pf_skss_a_from_mw | pf_skss_b_from_mw | pf_skss_c_from_mw | pf_skss_a_to_mw | pf_skss_b_to_mw | pf_skss_c_to_mw | pf_p_a_from_mw | pf_p_b_from_mw | pf_p_c_from_mw | pf_p_a_to_mw | pf_p_b_to_mw | pf_p_c_to_mw | pf_q_a_from_mvar | pf_q_b_from_mvar | pf_q_c_from_mvar | pf_q_a_to_mvar | pf_q_b_to_mvar | pf_q_c_to_mvar | pf_ikss_a_from_degree | pf_ikss_b_from_degree | pf_ikss_c_from_degree | pf_ikss_a_to_degree | pf_ikss_b_to_degree | pf_ikss_c_to_degree | pf_vm_a_from_pu | pf_vm_b_from_pu | pf_vm_c_from_pu | pf_vm_a_to_pu | pf_vm_b_to_pu | pf_vm_c_to_pu | pf_va_a_from_degree | pf_va_b_from_degree | pf_va_c_from_degree | pf_va_a_to_degree | pf_va_b_to_degree | pf_va_c_to_degree
Line0_1_2 | 0.12004 | 0.27826 | 0.2879 | 0.12004 | 0.27826 | 0.2879 | 0.027723 | 0.06426 | 0.066487 | 0.027723 | 0.06426 | 0.066487 | -0.0066356 | -0.043731 | 0.0053609 | 0.0067797 | 0.044505 | -0.004532 | -0.02942 | -0.038454 | -0.05306 | 0.029708 | 0.040002 | 0.054718 | 103.3755 | 5.6755 | -149.9183 | -76.6245 | -174.3245 | 30.0817 | 1.0879 | 0.9062 | 0.80211 | 1.0992 | 0.93122 | 0.8258 | 0.66504 | -132.9982 | 125.851 | 0.51995 | -132.3743 | 124.8165
Line10_11_12 | 0.10562 | 0.24636 | 0.25902 | 0.10562 | 0.24636 | 0.25902 | 0.024392 | 0.056894 | 0.059818 | 0.024392 | 0.056894 | 0.059818 | -0.0054328 | -0.040559 | 0.0029652 | 0.0055444 | 0.041166 | -0.0022943 | -0.026465 | -0.035746 | -0.050471 | 0.026688 | 0.03696 | 0.051813 | 101.9876 | 6.743 | -149.2992 | -78.0124 | -173.257 | 30.7008 | 1.1076 | 0.95025 | 0.84519 | 1.1175 | 0.9724 | 0.86702 | 0.38687 | -131.8661 | 124.0632 | 0.25148 | -131.3386 | 123.2363
Line11_12_13 | 0.10562 | 0.24636 | 0.25902 | 0.10562 | 0.24636 | 0.25902 | 0.024392 | 0.056894 | 0.059818 | 0.024392 | 0.056894 | 0.059818 | -0.0055444 | -0.041166 | 0.0022943 | 0.0056559 | 0.041773 | -0.0016234 | -0.026688 | -0.03696 | -0.051813 | 0.026911 | 0.038174 | 0.053154 | 101.9876 | 6.743 | -149.2992 | -78.0124 | -173.257 | 30.7008 | 1.1175 | 0.9724 | 0.86702 | 1.1274 | 0.99463 | 0.88902 | 0.25148 | -131.3386 | 123.2363 | 0.11846 | -130.8346 | 122.4502
Line12_13_15 | 0 | 0 | 0 | 0 | 0 | 0 | 0 | 0 | 0 | 0 | 0 | 0 | 9.5966e-10 | -4.0105e-10 | -1.5649e-09 | -9.5966e-10 | 4.0105e-10 | 1.5649e-09 | -2.6922e-11 | 2.1594e-09 | -4.3897e-10 | 2.6922e-11 | -2.1594e-09 | 4.3897e-10 | 0 | 0 | 0 | 0 | 0 | 0 | 1.1274 | 0.99463 | 0.88902 | 1.1274 | 0.99463 | 0.88902 | 0.11846 | -130.8346 | 122.4502 | 0.11846 | -130.8346 | 122.4502
Line13_13_14 | 0.10562 | 0.24636 | 0.25902 | 0.10562 | 0.24636 | 0.25902 | 0.024392 | 0.056894 | 0.059818 | 0.024392 | 0.056894 | 0.059818 | -0.0056559 | -0.041773 | 0.0016234 | 0.0057675 | 0.04238 | -0.00095251 | -0.026911 | -0.038174 | -0.053154 | 0.027134 | 0.039388 | 0.054496 | 101.9876 | 6.743 | -149.2992 | -78.0124 | -173.257 | 30.7008 | 1.1274 | 0.99463 | 0.88902 | 1.1373 | 1.0169 | 0.91117 | 0.11846 | -130.8346 | 122.4502 | -0.012245 | -130.3527 | 121.7021
Line14_15_16 | 0 | 0 | 0 | 0 | 0 | 0 | 0 | 0 | 0 | 0 | 0 | 0 | 6.3977e-10 | -2.6737e-10 | -1.0433e-09 | -6.3977e-10 | 2.6737e-10 | 1.0433e-09 | -1.7948e-11 | 1.4396e-09 | -2.9264e-10 | 1.7948e-11 | -1.4396e-09 | 2.9264e-10 | 0 | 0 | 0 | 0 | 0 | 0 | 1.1274 | 0.99463 | 0.88902 | 1.1274 | 0.99463 | 0.88902 | 0.11846 | -130.8346 | 122.4502 | 0.11846 | -130.8346 | 122.4502
Line15_16_17 | 0 | 0 | 0 | 0 | 0 | 0 | 0 | 0 | 0 | 0 | 0 | 0 | 3.1989e-10 | -1.3368e-10 | -5.2163e-10 | -3.1989e-10 | 1.3368e-10 | 5.2163e-10 | -8.974e-12 | 7.1981e-10 | -1.4632e-10 | 8.9739e-12 | -7.1981e-10 | 1.4632e-10 | 0 | 0 | 0 | 0 | 0 | 0 | 1.1274 | 0.99463 | 0.88902 | 1.1274 | 0.99463 | 0.88902 | 0.11846 | -130.8346 | 122.4502 | 0.11846 | -130.8346 | 122.4502
Line16_4_18 | 0 | 3.6866 | 3.6866 | 0 | 3.6866 | 3.6866 | 0 | 0.85139 | 0.85139 | 0 | 0.85139 | 0.85139 | 2.2277e-10 | 0.58108 | -0.30926 | -2.2277e-10 | -0.44517 | 0.44517 | -6.0249e-11 | 0.12002 | 0.42364 | 6.0249e-11 | 0.15181 | -0.15181 | 0 | -160.3584 | 19.6416 | 0 | 19.6416 | -160.3584 | 1.1049 | 0.69692 | 0.61606 | 1.1049 | 0.55244 | 0.55244 | 0.81154 | -148.6887 | 145.7714 | 0.81154 | -179.1885 | -179.1885
Line17_5_19 | 0 | 0 | 0 | 0 | 0 | 0 | 0 | 0 | 0 | 0 | 0 | 0 | 1.5131e-10 | -3.884e-10 | -7.1297e-10 | -1.5131e-10 | 3.884e-10 | 7.1297e-10 | -4.8613e-11 | 7.8472e-10 | -3.1481e-10 | 4.8613e-11 | -7.8472e-10 | 3.1481e-10 | 0 | 0 | 0 | 0 | 0 | 0 | 1.0879 | 0.9062 | 0.80211 | 1.0879 | 0.9062 | 0.80211 | 0.66504 | -132.9982 | 125.851 | 0.66504 | -132.9982 | 125.851
Line1_1_3 | 0.10562 | 0.24636 | 0.25902 | 0.10562 | 0.24636 | 0.25902 | 0.024392 | 0.056894 | 0.059818 | 0.024392 | 0.056894 | 0.059818 | -0.0052097 | -0.039345 | 0.0043071 | 0.0053213 | 0.039952 | -0.0036361 | -0.026019 | -0.033319 | -0.047787 | 0.026242 | 0.034532 | 0.049129 | 101.9876 | 6.743 | -149.2992 | -78.0124 | -173.257 | 30.7008 | 1.0879 | 0.9062 | 0.80211 | 1.0977 | 0.92818 | 0.82355 | 0.66504 | -132.9982 | 125.851 | 0.5247 | -132.4187 | 124.9337
Line2_1_4 | 0.17814 | 3.1133 | 3.1623 | 0.17814 | 3.1133 | 3.1623 | 0.041139 | 0.71898 | 0.7303 | 0.041139 | 0.71898 | 0.7303 | -0.026301 | 0.59177 | -0.16845 | 0.026618 | -0.49484 | 0.26845 | -0.03621 | 0.27262 | 0.56104 | 0.036845 | -0.078773 | -0.36104 | 126.6571 | -157.7336 | 19.1385 | -53.3429 | 22.2664 | -160.8615 | 1.0879 | 0.9062 | 0.80211 | 1.1049 | 0.69692 | 0.61606 | 0.66504 | -132.9982 | 125.851 | 0.81154 | -148.6887 | 145.7714
Line3_1_5 | 0 | 0 | 0 | 0 | 0 | 0 | 0 | 0 | 0 | 0 | 0 | 0 | 3.0262e-10 | -7.7681e-10 | -1.4259e-09 | -3.0262e-10 | 7.7681e-10 | 1.4259e-09 | -9.7225e-11 | 1.5694e-09 | -6.2962e-10 | 9.7225e-11 | -1.5694e-09 | 6.2962e-10 | 0 | 0 | 0 | 0 | 0 | 0 | 1.0879 | 0.9062 | 0.80211 | 1.0879 | 0.9062 | 0.80211 | 0.66504 | -132.9982 | 125.851 | 0.66504 | -132.9982 | 125.851
Line4_2_6 | 0.12004 | 0.27826 | 0.2879 | 0.12004 | 0.27826 | 0.2879 | 0.027723 | 0.06426 | 0.066487 | 0.027723 | 0.06426 | 0.066487 | -0.0067797 | -0.044505 | 0.004532 | 0.0069238 | 0.045279 | -0.0037032 | -0.029708 | -0.040002 | -0.054718 | 0.029996 | 0.041551 | 0.056376 | 103.3755 | 5.6755 | -149.9183 | -76.6245 | -174.3245 | 30.0817 | 1.0992 | 0.93122 | 0.8258 | 1.1104 | 0.95634 | 0.84974 | 0.51995 | -132.3743 | 124.8165 | 0.37782 | -131.7831 | 123.8399
Line5_6_7 | 0.12004 | 0.27826 | 0.2879 | 0.12004 | 0.27826 | 0.2879 | 0.027723 | 0.06426 | 0.066487 | 0.027723 | 0.06426 | 0.066487 | -0.0069238 | -0.045279 | 0.0037032 | 0.0070679 | 0.046053 | -0.0028743 | -0.029996 | -0.041551 | -0.056376 | 0.030284 | 0.0431 | 0.058033 | 103.3755 | 5.6754 | -149.9183 | -76.6245 | -174.3246 | 30.0817 | 1.1104 | 0.95634 | 0.84974 | 1.1217 | 0.98156 | 0.87392 | 0.37782 | -131.7831 | 123.8399 | 0.23855 | -131.2223 | 122.9172
Line6_7_8 | 0 | 0 | 0 | 0 | 0 | 0 | 0 | 0 | 0 | 0 | 0 | 0 | 8.8544e-10 | -5.2221e-10 | -1.6796e-09 | -8.8544e-10 | 5.2221e-10 | 1.6796e-09 | -5.3943e-11 | 2.2064e-09 | -5.137e-10 | 5.3943e-11 | -2.2064e-09 | 5.137e-10 | 0 | 0 | 0 | 0 | 0 | 0 | 1.1217 | 0.98156 | 0.87392 | 1.1217 | 0.98156 | 0.87392 | 0.23855 | -131.2223 | 122.9172 | 0.23855 | -131.2223 | 122.9172
Line7_8_9 | 0 | 0 | 0 | 0 | 0 | 0 | 0 | 0 | 0 | 0 | 0 | 0 | 2.9515e-10 | -1.7407e-10 | -5.5987e-10 | -2.9515e-10 | 1.7407e-10 | 5.5987e-10 | -1.7981e-11 | 7.3545e-10 | -1.7123e-10 | 1.7981e-11 | -7.3545e-10 | 1.7123e-10 | 0 | 0 | 0 | 0 | 0 | 0 | 1.1217 | 0.98156 | 0.87392 | 1.1217 | 0.98156 | 0.87392 | 0.23855 | -131.2223 | 122.9172 | 0.23855 | -131.2223 | 122.9172
Line8_8_10 | 0 | 0 | 0 | 0 | 0 | 0 | 0 | 0 | 0 | 0 | 0 | 0 | 2.9515e-10 | -1.7407e-10 | -5.5987e-10 | -2.9515e-10 | 1.7407e-10 | 5.5987e-10 | -1.7981e-11 | 7.3545e-10 | -1.7123e-10 | 1.7981e-11 | -7.3545e-10 | 1.7123e-10 | 0 | 0 | 0 | 0 | 0 | 0 | 1.1217 | 0.98156 | 0.87392 | 1.1217 | 0.98156 | 0.87392 | 0.23855 | -131.2223 | 122.9172 | 0.23855 | -131.2223 | 122.9172
Line9_3_11 | 0.10562 | 0.24636 | 0.25902 | 0.10562 | 0.24636 | 0.25902 | 0.024392 | 0.056894 | 0.059818 | 0.024392 | 0.056894 | 0.059818 | -0.0053213 | -0.039952 | 0.0036361 | 0.0054328 | 0.040559 | -0.0029652 | -0.026242 | -0.034532 | -0.049129 | 0.026465 | 0.035746 | 0.050471 | 101.9876 | 6.743 | -149.2992 | -78.0124 | -173.257 | 30.7008 | 1.0977 | 0.92818 | 0.82355 | 1.1076 | 0.95025 | 0.84519 | 0.5247 | -132.4187 | 124.9337 | 0.38687 | -131.8661 | 124.0632

## LL_max_10
name | pf_ikss_a_from_ka | pf_ikss_b_from_ka | pf_ikss_c_from_ka | pf_ikss_a_to_ka | pf_ikss_b_to_ka | pf_ikss_c_to_ka | pf_skss_a_from_mw | pf_skss_b_from_mw | pf_skss_c_from_mw | pf_skss_a_to_mw | pf_skss_b_to_mw | pf_skss_c_to_mw | pf_p_a_from_mw | pf_p_b_from_mw | pf_p_c_from_mw | pf_p_a_to_mw | pf_p_b_to_mw | pf_p_c_to_mw | pf_q_a_from_mvar | pf_q_b_from_mvar | pf_q_c_from_mvar | pf_q_a_to_mvar | pf_q_b_to_mvar | pf_q_c_to_mvar | pf_ikss_a_from_degree | pf_ikss_b_from_degree | pf_ikss_c_from_degree | pf_ikss_a_to_degree | pf_ikss_b_to_degree | pf_ikss_c_to_degree | pf_vm_a_from_pu | pf_vm_b_from_pu | pf_vm_c_from_pu | pf_vm_a_to_pu | pf_vm_b_to_pu | pf_vm_c_to_pu | pf_va_a_from_degree | pf_va_b_from_degree | pf_va_c_from_degree | pf_va_a_to_degree | pf_va_b_to_degree | pf_va_c_to_degree
Line0_1_2 | 0.12125 | 0.28676 | 0.29545 | 0.12125 | 0.28676 | 0.29545 | 0.028001 | 0.066224 | 0.068232 | 0.028001 | 0.066224 | 0.068232 | -0.0072796 | -0.047408 | 0.0062354 | 0.0074266 | 0.04823 | -0.0053624 | -0.031079 | -0.040686 | -0.056392 | 0.031373 | 0.04233 | 0.058138 | 103.86 | 5.8931 | -150.127 | -76.14 | -174.1069 | 29.873 | 1.14 | 0.94335 | 0.8315 | 1.1514 | 0.969 | 0.85567 | 0.67744 | -133.4704 | 126.1827 | 0.54223 | -132.8342 | 125.1429
Line10_11_12 | 0.10706 | 0.25503 | 0.26689 | 0.10706 | 0.25503 | 0.26689 | 0.024725 | 0.058896 | 0.061635 | 0.024725 | 0.058896 | 0.061635 | -0.0059982 | -0.044121 | 0.0036669 | 0.0061128 | 0.044772 | -0.0029546 | -0.028047 | -0.038002 | -0.053845 | 0.028276 | 0.039303 | 0.05527 | 102.4881 | 6.9483 | -149.5188 | -77.5119 | -173.0517 | 30.4812 | 1.16 | 0.98872 | 0.87564 | 1.1701 | 1.0115 | 0.89801 | 0.41665 | -132.313 | 124.377 | 0.28961 | -131.7733 | 123.5412
Line11_12_13 | 0.10706 | 0.25503 | 0.26689 | 0.10706 | 0.25503 | 0.26689 | 0.024725 | 0.058896 | 0.061635 | 0.024725 | 0.058896 | 0.061635 | -0.0061128 | -0.044772 | 0.0029546 | 0.0062274 | 0.045422 | -0.0022423 | -0.028276 | -0.039303 | -0.05527 | 0.028506 | 0.040604 | 0.056694 | 102.4881 | 6.9483 | -149.5188 | -77.5119 | -173.0517 | 30.4812 | 1.1701 | 1.0115 | 0.89801 | 1.1801 | 1.0345 | 0.92056 | 0.28961 | -131.7733 | 123.5412 | 0.16473 | -131.2575 | 122.7461
Line12_13_15 | 0 | 0 | 0 | 0 | 0 | 0 | 0 | 0 | 0 | 0 | 0 | 0 | 1.0401e-09 | -5.0503e-10 | -1.8042e-09 | -1.0401e-09 | 5.0503e-10 | 1.8042e-09 | -4.1056e-11 | 2.4435e-09 | -5.3366e-10 | 4.1055e-11 | -2.4435e-09 | 5.3366e-10 | 0 | 0 | 0 | 0 | 0 | 0 | 1.1801 | 1.0345 | 0.92056 | 1.1801 | 1.0345 | 0.92056 | 0.16473 | -131.2575 | 122.7461 | 0.16473 | -131.2575 | 122.7461
Line13_13_14 | 0.10706 | 0.25503 | 0.26689 | 0.10706 | 0.25503 | 0.26689 | 0.024725 | 0.058896 | 0.061635 | 0.024725 | 0.058896 | 0.061635 | -0.0062274 | -0.045422 | 0.0022423 | 0.006342 | 0.046072 | -0.00153 | -0.028506 | -0.040604 | -0.056694 | 0.028735 | 0.041904 | 0.058119 | 102.4881 | 6.9483 | -149.5188 | -77.5119 | -173.0517 | 30.4812 | 1.1801 | 1.0345 | 0.92056 | 1.1902 | 1.0574 | 0.94328 | 0.16473 | -131.2575 | 122.7461 | 0.041965 | -130.7641 | 121.9892
Line14_15_16 | 0 | 0 | 0 | 0 | 0 | 0 | 0 | 0 | 0 | 0 | 0 | 0 | 6.9337e-10 | -3.3669e-10 | -1.2028e-09 | -6.9337e-10 | 3.3669e-10 | 1.2028e-09 | -2.737e-11 | 1.629e-09 | -3.5577e-10 | 2.737e-11 | -1.629e-09 | 3.5577e-10 | 0 | 0 | 0 | 0 | 0 | 0 | 1.1801 | 1.0345 | 0.92056 | 1.1801 | 1.0345 | 0.92056 | 0.16473 | -131.2575 | 122.7461 | 0.16473 | -131.2575 | 122.7461
Line15_16_17 | 0 | 0 | 0 | 0 | 0 | 0 | 0 | 0 | 0 | 0 | 0 | 0 | 3.4669e-10 | -1.6834e-10 | -6.0141e-10 | -3.4669e-10 | 1.6834e-10 | 6.0141e-10 | -1.3685e-11 | 8.1451e-10 | -1.7789e-10 | 1.3685e-11 | -8.1451e-10 | 1.7789e-10 | 0 | 0 | 0 | 0 | 0 | 0 | 1.1801 | 1.0345 | 0.92056 | 1.1801 | 1.0345 | 0.92056 | 0.16473 | -131.2575 | 122.7461 | 0.16473 | -131.2575 | 122.7461
Line16_4_18 | 0 | 3.8016 | 3.8016 | 0 | 3.8016 | 3.8016 | 0 | 0.87794 | 0.87794 | 0 | 0.87794 | 0.87794 | 2.4252e-10 | 0.6258 | -0.33676 | -2.4252e-10 | -0.48128 | 0.48128 | -6.6499e-11 | 0.12673 | 0.45136 | 6.6499e-11 | 0.16231 | -0.16231 | 0 | -160.5465 | 19.4535 | 0 | 19.4535 | -160.5465 | 1.1571 | 0.72727 | 0.64143 | 1.1571 | 0.57853 | 0.57853 | 0.81646 | -149.0986 | 146.1801 | 0.81646 | -179.1835 | -179.1835
Line17_5_19 | 0 | 0 | 0 | 0 | 0 | 0 | 0 | 0 | 0 | 0 | 0 | 0 | 1.674e-10 | -4.3718e-10 | -7.991e-10 | -1.674e-10 | 4.3718e-10 | 7.991e-10 | -5.4362e-11 | 8.8631e-10 | -3.6119e-10 | 5.4362e-11 | -8.8631e-10 | 3.6119e-10 | 0 | 0 | 0 | 0 | 0 | 0 | 1.14 | 0.94335 | 0.8315 | 1.14 | 0.94335 | 0.8315 | 0.67744 | -133.4704 | 126.1827 | 0.67744 | -133.4704 | 126.1827
Line1_1_3 | 0.10706 | 0.25503 | 0.26689 | 0.10706 | 0.25503 | 0.26689 | 0.024725 | 0.058896 | 0.061635 | 0.024725 | 0.058896 | 0.061635 | -0.0057689 | -0.042821 | 0.0050915 | 0.0058836 | 0.043471 | -0.0043792 | -0.027589 | -0.035401 | -0.050996 | 0.027818 | 0.036701 | 0.052421 | 102.4881 | 6.9483 | -149.5188 | -77.5119 | -173.0517 | 30.4812 | 1.14 | 0.94335 | 0.8315 | 1.15 | 0.96598 | 0.85346 | 0.67744 | -133.4704 | 126.1827 | 0.54591 | -132.8781 | 125.2565
Line2_1_4 | 0.17875 | 3.2235 | 3.2732 | 0.17875 | 3.2235 | 3.2732 | 0.04128 | 0.74444 | 0.7559 | 0.04128 | 0.74444 | 0.7559 | -0.027594 | 0.63877 | -0.18623 | 0.027913 | -0.53486 | 0.29337 | -0.038119 | 0.29181 | 0.60031 | 0.038758 | -0.083991 | -0.38604 | 126.5778 | -158.0231 | 18.9477 | -53.4222 | 21.9769 | -161.0523 | 1.14 | 0.94335 | 0.8315 | 1.1571 | 0.72727 | 0.64143 | 0.67744 | -133.4704 | 126.1827 | 0.81646 | -149.0986 | 146.1801
Line3_1_5 | 0 | 0 | 0 | 0 | 0 | 0 | 0 | 0 | 0 | 0 | 0 | 0 | 3.3479e-10 | -8.7436e-10 | -1.5982e-09 | -3.3479e-10 | 8.7436e-10 | 1.5982e-09 | -1.0872e-10 | 1.7726e-09 | -7.2239e-10 | 1.0872e-10 | -1.7726e-09 | 7.2239e-10 | 0 | 0 | 0 | 0 | 0 | 0 | 1.14 | 0.94335 | 0.8315 | 1.14 | 0.94335 | 0.8315 | 0.67744 | -133.4704 | 126.1827 | 0.67744 | -133.4704 | 126.1827
Line4_2_6 | 0.12125 | 0.28676 | 0.29545 | 0.12125 | 0.28676 | 0.29545 | 0.028001 | 0.066224 | 0.068232 | 0.028001 | 0.066224 | 0.068232 | -0.0074266 | -0.04823 | 0.0053624 | 0.0075736 | 0.049052 | -0.0044895 | -0.031373 | -0.04233 | -0.058138 | 0.031667 | 0.043975 | 0.059883 | 103.86 | 5.8931 | -150.127 | -76.14 | -174.1069 | 29.873 | 1.1514 | 0.969 | 0.85567 | 1.1628 | 0.99477 | 0.8801 | 0.54223 | -132.8342 | 125.1429 | 0.40967 | -132.2309 | 124.1605
Line5_6_7 | 0.12125 | 0.28676 | 0.29545 | 0.12125 | 0.28676 | 0.29545 | 0.028001 | 0.066224 | 0.068232 | 0.028001 | 0.066224 | 0.068232 | -0.0075736 | -0.049052 | 0.0044895 | 0.0077206 | 0.049874 | -0.0036166 | -0.031667 | -0.043975 | -0.059883 | 0.031961 | 0.045619 | 0.061629 | 103.86 | 5.8931 | -150.127 | -76.14 | -174.1069 | 29.873 | 1.1628 | 0.99477 | 0.8801 | 1.1743 | 1.0206 | 0.90478 | 0.40967 | -132.2309 | 124.1605 | 0.2797 | -131.6582 | 123.2314
Line6_7_8 | 0 | 0 | 0 | 0 | 0 | 0 | 0 | 0 | 0 | 0 | 0 | 0 | 9.5941e-10 | -6.3614e-10 | -1.9255e-09 | -9.5941e-10 | 6.3614e-10 | 1.9255e-09 | -6.9362e-11 | 2.4956e-09 | -6.1712e-10 | 6.9362e-11 | -2.4956e-09 | 6.1712e-10 | 0 | 0 | 0 | 0 | 0 | 0 | 1.1743 | 1.0206 | 0.90478 | 1.1743 | 1.0206 | 0.90478 | 0.2797 | -131.6582 | 123.2314 | 0.2797 | -131.6582 | 123.2314
Line7_8_9 | 0 | 0 | 0 | 0 | 0 | 0 | 0 | 0 | 0 | 0 | 0 | 0 | 3.198e-10 | -2.1205e-10 | -6.4184e-10 | -3.198e-10 | 2.1205e-10 | 6.4184e-10 | -2.3121e-11 | 8.3185e-10 | -2.0571e-10 | 2.3121e-11 | -8.3185e-10 | 2.0571e-10 | 0 | 0 | 0 | 0 | 0 | 0 | 1.1743 | 1.0206 | 0.90478 | 1.1743 | 1.0206 | 0.90478 | 0.2797 | -131.6582 | 123.2314 | 0.2797 | -131.6582 | 123.2314
Line8_8_10 | 0 | 0 | 0 | 0 | 0 | 0 | 0 | 0 | 0 | 0 | 0 | 0 | 3.198e-10 | -2.1205e-10 | -6.4184e-10 | -3.198e-10 | 2.1205e-10 | 6.4184e-10 | -2.3121e-11 | 8.3185e-10 | -2.0571e-10 | 2.3121e-11 | -8.3185e-10 | 2.0571e-10 | 0 | 0 | 0 | 0 | 0 | 0 | 1.1743 | 1.0206 | 0.90478 | 1.1743 | 1.0206 | 0.90478 | 0.2797 | -131.6582 | 123.2314 | 0.2797 | -131.6582 | 123.2314
Line9_3_11 | 0.10706 | 0.25503 | 0.26689 | 0.10706 | 0.25503 | 0.26689 | 0.024725 | 0.058896 | 0.061635 | 0.024725 | 0.058896 | 0.061635 | -0.0058836 | -0.043471 | 0.0043792 | 0.0059982 | 0.044121 | -0.0036669 | -0.027818 | -0.036701 | -0.052421 | 0.028047 | 0.038002 | 0.053845 | 102.4881 | 6.9483 | -149.5188 | -77.5119 | -173.0517 | 30.4812 | 1.15 | 0.96598 | 0.85346 | 1.16 | 0.98872 | 0.87564 | 0.54591 | -132.8781 | 125.2565 | 0.41665 | -132.313 | 124.377

## LL_max_fault_6
name | pf_ikss_a_from_ka | pf_ikss_b_from_ka | pf_ikss_c_from_ka | pf_ikss_a_to_ka | pf_ikss_b_to_ka | pf_ikss_c_to_ka | pf_skss_a_from_mw | pf_skss_b_from_mw | pf_skss_c_from_mw | pf_skss_a_to_mw | pf_skss_b_to_mw | pf_skss_c_to_mw | pf_p_a_from_mw | pf_p_b_from_mw | pf_p_c_from_mw | pf_p_a_to_mw | pf_p_b_to_mw | pf_p_c_to_mw | pf_q_a_from_mvar | pf_q_b_from_mvar | pf_q_c_from_mvar | pf_q_a_to_mvar | pf_q_b_to_mvar | pf_q_c_to_mvar | pf_ikss_a_from_degree | pf_ikss_b_from_degree | pf_ikss_c_from_degree | pf_ikss_a_to_degree | pf_ikss_b_to_degree | pf_ikss_c_to_degree | pf_vm_a_from_pu | pf_vm_b_from_pu | pf_vm_c_from_pu | pf_vm_a_to_pu | pf_vm_b_to_pu | pf_vm_c_to_pu | pf_va_a_from_degree | pf_va_b_from_degree | pf_va_c_from_degree | pf_va_a_to_degree | pf_va_b_to_degree | pf_va_c_to_degree
Line0_1_2 | 0.11916 | 0.12006 | 0.12197 | 0.11916 | 0.12006 | 0.12197 | 0.027519 | 0.027727 | 0.028168 | 0.027519 | 0.027727 | 0.028168 | -0.0017278 | -0.0025535 | -0.0019426 | 0.0018698 | 0.0026977 | 0.0020913 | -0.029835 | -0.029959 | -0.030392 | 0.030119 | 0.030247 | 0.03069 | 93.44 | -25.2506 | -146.2691 | -86.56 | 154.7494 | 33.7309 | 1.086 | 1.0844 | 1.0812 | 1.0966 | 1.0952 | 1.092 | 0.12554 | -120.1223 | 120.0737 | -0.11242 | -120.3471 | 119.8325
Line10_11_12 | 0.10623 | 0.10694 | 0.10875 | 0.10623 | 0.10694 | 0.10875 | 0.024533 | 0.024698 | 0.025115 | 0.024533 | 0.024698 | 0.025115 | -0.00168 | -0.0024342 | -0.0019093 | 0.0017928 | 0.0025486 | 0.0020275 | -0.027055 | -0.027149 | -0.027575 | 0.027281 | 0.027378 | 0.027811 | 93.2544 | -25.3988 | -146.3945 | -86.7456 | 154.6012 | 33.6055 | 1.1049 | 1.1037 | 1.1006 | 1.1144 | 1.1133 | 1.1103 | -0.29874 | -120.5223 | 119.6447 | -0.50548 | -120.7171 | 119.4358
Line11_12_13 | 0.10623 | 0.10694 | 0.10875 | 0.10623 | 0.10694 | 0.10875 | 0.024533 | 0.024698 | 0.025115 | 0.024533 | 0.024698 | 0.025115 | -0.0017928 | -0.0025486 | -0.0020275 | 0.0019057 | 0.002663 | 0.0021458 | -0.027281 | -0.027378 | -0.027811 | 0.027506 | 0.027607 | 0.028048 | 93.2544 | -25.3988 | -146.3945 | -86.7456 | 154.6012 | 33.6055 | 1.1144 | 1.1133 | 1.1103 | 1.1239 | 1.123 | 1.12 | -0.50548 | -120.7171 | 119.4358 | -0.70873 | -120.9085 | 119.2306
Line12_13_15 | 0 | 0 | 0 | 0 | 0 | 0 | 0 | 0 | 0 | 0 | 0 | 0 | 9.1428e-10 | 9.0327e-10 | 8.6406e-10 | -9.1428e-10 | -9.0327e-10 | -8.6406e-10 | 1.6056e-10 | 2.0566e-10 | 1.7371e-10 | -1.6056e-10 | -2.0566e-10 | -1.7371e-10 | 0 | 0 | 0 | 0 | 0 | 0 | 1.1239 | 1.123 | 1.12 | 1.1239 | 1.123 | 1.12 | -0.70873 | -120.9085 | 119.2306 | -0.70873 | -120.9085 | 119.2306
Line13_13_14 | 0.10623 | 0.10694 | 0.10875 | 0.10623 | 0.10694 | 0.10875 | 0.024533 | 0.024698 | 0.025115 | 0.024533 | 0.024698 | 0.025115 | -0.0019057 | -0.002663 | -0.0021458 | 0.0020185 | 0.0027774 | 0.0022641 | -0.027506 | -0.027607 | -0.028048 | 0.027732 | 0.027836 | 0.028285 | 93.2544 | -25.3988 | -146.3945 | -86.7456 | 154.6012 | 33.6055 | 1.1239 | 1.123 | 1.12 | 1.1334 | 1.1327 | 1.1298 | -0.70873 | -120.9085 | 119.2306 | -0.90857 | -121.0967 | 119.0289
Line14_15_16 | 0 | 0 | 0 | 0 | 0 | 0 | 0 | 0 | 0 | 0 | 0 | 0 | 6.0952e-10 | 6.0218e-10 | 5.7604e-10 | -6.0952e-10 | -6.0218e-10 | -5.7604e-10 | 1.0704e-10 | 1.3711e-10 | 1.1581e-10 | -1.0704e-10 | -1.3711e-10 | -1.1581e-10 | 0 | 0 | 0 | 0 | 0 | 0 | 1.1239 | 1.123 | 1.12 | 1.1239 | 1.123 | 1.12 | -0.70873 | -120.9085 | 119.2306 | -0.70873 | -120.9085 | 119.2306
Line15_16_17 | 0 | 0 | 0 | 0 | 0 | 0 | 0 | 0 | 0 | 0 | 0 | 0 | 3.0476e-10 | 3.0109e-10 | 2.8802e-10 | -3.0476e-10 | -3.0109e-10 | -2.8802e-10 | 5.3521e-11 | 6.8554e-11 | 5.7904e-11 | -5.3521e-11 | -6.8554e-11 | -5.7904e-11 | 0 | 0 | 0 | 0 | 0 | 0 | 1.1239 | 1.123 | 1.12 | 1.1239 | 1.123 | 1.12 | -0.70873 | -120.9085 | 119.2306 | -0.70873 | -120.9085 | 119.2306
Line16_4_18 | 0 | 0.06123 | 0.06123 | 0 | 0.06123 | 0.06123 | 0 | 0.01414 | 0.01414 | 0 | 0.01414 | 0.01414 | 1.9703e-10 | 0.014944 | 0.0038761 | -1.9703e-10 | -0.014907 | -0.0038386 | -1.0651e-12 | 0.0039945 | 0.014901 | 1.0651e-12 | -0.0039195 | -0.014826 | 0 | -135.4076 | 44.5924 | 0 | 44.5924 | -135.4076 | 1.0989 | 1.094 | 1.0888 | 1.0989 | 1.09 | 1.0831 | 0.014424 | -120.4428 | 120.0116 | 0.014424 | -120.6761 | 120.0768
Line17_5_19 | 0 | 0 | 0 | 0 | 0 | 0 | 0 | 0 | 0 | 0 | 0 | 0 | 1.4339e-10 | 1.3695e-10 | 1.2351e-10 | -1.4339e-10 | -1.3695e-10 | -1.2351e-10 | -9.1614e-12 | 8.9118e-12 | -5.3514e-12 | 9.1613e-12 | -8.9118e-12 | 5.3513e-12 | 0 | 0 | 0 | 0 | 0 | 0 | 1.086 | 1.0844 | 1.0812 | 1.086 | 1.0844 | 1.0812 | 0.12554 | -120.1223 | 120.0737 | 0.12554 | -120.1223 | 120.0737
Line1_1_3 | 0.10623 | 0.10694 | 0.10875 | 0.10623 | 0.10694 | 0.10875 | 0.024533 | 0.024698 | 0.025115 | 0.024533 | 0.024698 | 0.025115 | -0.0014543 | -0.0022055 | -0.0016727 | 0.0015671 | 0.0023199 | 0.001791 | -0.026604 | -0.026692 | -0.027102 | 0.026829 | 0.026921 | 0.027338 | 93.2544 | -25.3988 | -146.3945 | -86.7456 | 154.6012 | 33.6055 | 1.086 | 1.0844 | 1.0812 | 1.0955 | 1.0941 | 1.0909 | 0.12554 | -120.1223 | 120.0737 | -0.08843 | -120.324 | 119.8573
Line2_1_4 | 0.13494 | 0.1167 | 0.080388 | 0.13494 | 0.1167 | 0.080388 | 0.031163 | 0.026951 | 0.018565 | 0.031163 | 0.026951 | 0.018565 | -0.0099948 | 0.0031674 | -0.0061539 | 0.010177 | -0.0030312 | 0.0062186 | -0.032333 | -0.029054 | -0.019105 | 0.032698 | 0.029326 | 0.019234 | 107.3028 | -36.344 | -132.0717 | -72.6972 | 143.656 | 47.9283 | 1.086 | 1.0844 | 1.0812 | 1.0989 | 1.094 | 1.0888 | 0.12554 | -120.1223 | 120.0737 | 0.014424 | -120.4428 | 120.0116
Line3_1_5 | 0 | 0 | 0 | 0 | 0 | 0 | 0 | 0 | 0 | 0 | 0 | 0 | 2.8677e-10 | 2.7389e-10 | 2.4702e-10 | -2.8677e-10 | -2.7389e-10 | -2.4702e-10 | -1.8323e-11 | 1.7824e-11 | -1.0703e-11 | 1.8323e-11 | -1.7824e-11 | 1.0703e-11 | 0 | 0 | 0 | 0 | 0 | 0 | 1.086 | 1.0844 | 1.0812 | 1.086 | 1.0844 | 1.0812 | 0.12554 | -120.1223 | 120.0737 | 0.12554 | -120.1223 | 120.0737
Line4_2_6 | 0.11916 | 0.12006 | 0.12197 | 0.11916 | 0.12006 | 0.12197 | 0.027519 | 0.027727 | 0.028168 | 0.027519 | 0.027727 | 0.028168 | -0.0018698 | -0.0026977 | -0.0020913 | 0.0020118 | 0.0028418 | 0.0022401 | -0.030119 | -0.030247 | -0.03069 | 0.030403 | 0.030536 | 0.030987 | 93.44 | -25.2506 | -146.2691 | -86.56 | 154.7494 | 33.7309 | 1.0966 | 1.0952 | 1.092 | 1.1072 | 1.1061 | 1.103 | -0.11242 | -120.3471 | 119.8325 | -0.34582 | -120.5675 | 119.596
Line5_6_7 | 0.11916 | 0.12006 | 0.12197 | 0.11916 | 0.12006 | 0.12197 | 0.027519 | 0.027727 | 0.028168 | 0.027519 | 0.027727 | 0.028168 | -0.0020118 | -0.0028418 | -0.0022401 | 0.0021538 | 0.0029859 | 0.0023889 | -0.030403 | -0.030536 | -0.030987 | 0.030687 | 0.030824 | 0.031285 | 93.44 | -25.2506 | -146.2691 | -86.56 | 154.7494 | 33.7309 | 1.1072 | 1.1061 | 1.103 | 1.1179 | 1.1169 | 1.1139 | -0.34582 | -120.5675 | 119.596 | -0.57478 | -120.7836 | 119.3643
Line6_7_8 | 0 | 0 | 0 | 0 | 0 | 0 | 0 | 0 | 0 | 0 | 0 | 0 | 8.3549e-10 | 8.2335e-10 | 7.8344e-10 | -8.3549e-10 | -8.2335e-10 | -7.8344e-10 | 1.2952e-10 | 1.7642e-10 | 1.4275e-10 | -1.2952e-10 | -1.7642e-10 | -1.4275e-10 | 0 | 0 | 0 | 0 | 0 | 0 | 1.1179 | 1.1169 | 1.1139 | 1.1179 | 1.1169 | 1.1139 | -0.57478 | -120.7836 | 119.3643 | -0.57478 | -120.7836 | 119.3643
Line7_8_9 | 0 | 0 | 0 | 0 | 0 | 0 | 0 | 0 | 0 | 0 | 0 | 0 | 2.785e-10 | 2.7445e-10 | 2.6115e-10 | -2.785e-10 | -2.7445e-10 | -2.6115e-10 | 4.3175e-11 | 5.8808e-11 | 4.7582e-11 | -4.3175e-11 | -5.8808e-11 | -4.7582e-11 | 0 | 0 | 0 | 0 | 0 | 0 | 1.1179 | 1.1169 | 1.1139 | 1.1179 | 1.1169 | 1.1139 | -0.57478 | -120.7836 | 119.3643 | -0.57478 | -120.7836 | 119.3643
Line8_8_10 | 0 | 0 | 0 | 0 | 0 | 0 | 0 | 0 | 0 | 0 | 0 | 0 | 2.785e-10 | 2.7445e-10 | 2.6115e-10 | -2.785e-10 | -2.7445e-10 | -2.6115e-10 | 4.3175e-11 | 5.8808e-11 | 4.7582e-11 | -4.3175e-11 | -5.8808e-11 | -4.7582e-11 | 0 | 0 | 0 | 0 | 0 | 0 | 1.1179 | 1.1169 | 1.1139 | 1.1179 | 1.1169 | 1.1139 | -0.57478 | -120.7836 | 119.3643 | -0.57478 | -120.7836 | 119.3643
Line9_3_11 | 0.10623 | 0.10694 | 0.10875 | 0.10623 | 0.10694 | 0.10875 | 0.024533 | 0.024698 | 0.025115 | 0.024533 | 0.024698 | 0.025115 | -0.0015671 | -0.0023199 | -0.001791 | 0.00168 | 0.0024342 | 0.0019093 | -0.026829 | -0.026921 | -0.027338 | 0.027055 | 0.027149 | 0.027575 | 93.2544 | -25.3988 | -146.3945 | -86.7456 | 154.6012 | 33.6055 | 1.0955 | 1.0941 | 1.0909 | 1.1049 | 1.1037 | 1.1006 | -0.08843 | -120.324 | 119.8573 | -0.29874 | -120.5223 | 119.6447

## LL_max_fault_10
name | pf_ikss_a_from_ka | pf_ikss_b_from_ka | pf_ikss_c_from_ka | pf_ikss_a_to_ka | pf_ikss_b_to_ka | pf_ikss_c_to_ka | pf_skss_a_from_mw | pf_skss_b_from_mw | pf_skss_c_from_mw | pf_skss_a_to_mw | pf_skss_b_to_mw | pf_skss_c_to_mw | pf_p_a_from_mw | pf_p_b_from_mw | pf_p_c_from_mw | pf_p_a_to_mw | pf_p_b_to_mw | pf_p_c_to_mw | pf_q_a_from_mvar | pf_q_b_from_mvar | pf_q_c_from_mvar | pf_q_a_to_mvar | pf_q_b_to_mvar | pf_q_c_to_mvar | pf_ikss_a_from_degree | pf_ikss_b_from_degree | pf_ikss_c_from_degree | pf_ikss_a_to_degree | pf_ikss_b_to_degree | pf_ikss_c_to_degree | pf_vm_a_from_pu | pf_vm_b_from_pu | pf_vm_c_from_pu | pf_vm_a_to_pu | pf_vm_b_to_pu | pf_vm_c_to_pu | pf_va_a_from_degree | pf_va_b_from_degree | pf_va_c_from_degree | pf_va_a_to_degree | pf_va_b_to_degree | pf_va_c_to_degree
Line0_1_2 | 0.11999 | 0.12096 | 0.12297 | 0.11999 | 0.12096 | 0.12297 | 0.027711 | 0.027934 | 0.028398 | 0.027711 | 0.027934 | 0.028398 | -0.0018547 | -0.0027674 | -0.0020891 | 0.0019987 | 0.0029137 | 0.0022403 | -0.03148 | -0.031619 | -0.032096 | 0.031768 | 0.031912 | 0.032399 | 93.4956 | -25.1341 | -146.2064 | -86.5044 | 154.8659 | 33.7936 | 1.138 | 1.1362 | 1.1326 | 1.1486 | 1.1471 | 1.1436 | 0.12371 | -120.136 | 120.0696 | -0.10453 | -120.351 | 119.838
Line10_11_12 | 0.10741 | 0.10818 | 0.11009 | 0.10741 | 0.10818 | 0.11009 | 0.024806 | 0.024984 | 0.025424 | 0.024806 | 0.024984 | 0.025424 | -0.0018008 | -0.0026377 | -0.0020514 | 0.0019162 | 0.0027547 | 0.0021726 | -0.028646 | -0.028754 | -0.029224 | 0.028877 | 0.028988 | 0.029466 | 93.3122 | -25.2789 | -146.3286 | -86.6878 | 154.7211 | 33.6714 | 1.1571 | 1.1557 | 1.1523 | 1.1667 | 1.1655 | 1.1621 | -0.28496 | -120.5202 | 119.656 | -0.48427 | -120.7074 | 119.4545
Line11_12_13 | 0.10741 | 0.10818 | 0.11009 | 0.10741 | 0.10818 | 0.11009 | 0.024806 | 0.024984 | 0.025424 | 0.024806 | 0.024984 | 0.025424 | -0.0019162 | -0.0027547 | -0.0021726 | 0.0020316 | 0.0028718 | 0.0022938 | -0.028877 | -0.028988 | -0.029466 | 0.029108 | 0.029222 | 0.029708 | 93.3122 | -25.2789 | -146.3286 | -86.6878 | 154.7211 | 33.6714 | 1.1667 | 1.1655 | 1.1621 | 1.1763 | 1.1753 | 1.172 | -0.48427 | -120.7074 | 119.4545 | -0.68033 | -120.8916 | 119.2563
Line12_13_15 | 0 | 0 | 0 | 0 | 0 | 0 | 0 | 0 | 0 | 0 | 0 | 0 | 9.8776e-10 | 9.7474e-10 | 9.2953e-10 | -9.8776e-10 | -9.7474e-10 | -9.2953e-10 | 1.69e-10 | 2.2128e-10 | 1.8406e-10 | -1.69e-10 | -2.2128e-10 | -1.8406e-10 | 0 | 0 | 0 | 0 | 0 | 0 | 1.1763 | 1.1753 | 1.172 | 1.1763 | 1.1753 | 1.172 | -0.68033 | -120.8916 | 119.2563 | -0.68033 | -120.8916 | 119.2563
Line13_13_14 | 0.10741 | 0.10818 | 0.11009 | 0.10741 | 0.10818 | 0.11009 | 0.024806 | 0.024984 | 0.025424 | 0.024806 | 0.024984 | 0.025424 | -0.0020316 | -0.0028718 | -0.0022938 | 0.002147 | 0.0029888 | 0.002415 | -0.029108 | -0.029222 | -0.029708 | 0.029338 | 0.029456 | 0.029951 | 93.3122 | -25.2789 | -146.3286 | -86.6878 | 154.7211 | 33.6714 | 1.1763 | 1.1753 | 1.172 | 1.1859 | 1.1851 | 1.1819 | -0.68033 | -120.8916 | 119.2563 | -0.87321 | -121.0727 | 119.0615
Line14_15_16 | 0 | 0 | 0 | 0 | 0 | 0 | 0 | 0 | 0 | 0 | 0 | 0 | 6.585e-10 | 6.4983e-10 | 6.1968e-10 | -6.585e-10 | -6.4983e-10 | -6.1968e-10 | 1.1266e-10 | 1.4752e-10 | 1.2271e-10 | -1.1266e-10 | -1.4752e-10 | -1.2271e-10 | 0 | 0 | 0 | 0 | 0 | 0 | 1.1763 | 1.1753 | 1.172 | 1.1763 | 1.1753 | 1.172 | -0.68033 | -120.8916 | 119.2563 | -0.68033 | -120.8916 | 119.2563
Line15_16_17 | 0 | 0 | 0 | 0 | 0 | 0 | 0 | 0 | 0 | 0 | 0 | 0 | 3.2925e-10 | 3.2491e-10 | 3.0984e-10 | -3.2925e-10 | -3.2491e-10 | -3.0984e-10 | 5.6332e-11 | 7.3759e-11 | 6.1352e-11 | -5.6332e-11 | -7.3759e-11 | -6.1353e-11 | 0 | 0 | 0 | 0 | 0 | 0 | 1.1763 | 1.1753 | 1.172 | 1.1763 | 1.1753 | 1.172 | -0.68033 | -120.8916 | 119.2563 | -0.68033 | -120.8916 | 119.2563
Line16_4_18 | 0 | 0.064112 | 0.064112 | 0 | 0.064112 | 0.064112 | 0 | 0.014806 | 0.014806 | 0 | 0.014806 | 0.014806 | 2.1466e-10 | 0.016387 | 0.0042473 | -2.1466e-10 | -0.016346 | -0.0042062 | -1.1899e-12 | 0.0043792 | 0.016337 | 1.1898e-12 | -0.0042969 | -0.016255 | 0 | -135.4167 | 44.5833 | 0 | 44.5833 | -135.4167 | 1.1509 | 1.1456 | 1.1401 | 1.1509 | 1.1415 | 1.134 | 0.014686 | -120.4547 | 120.0101 | 0.014686 | -120.688 | 120.0753
Line17_5_19 | 0 | 0 | 0 | 0 | 0 | 0 | 0 | 0 | 0 | 0 | 0 | 0 | 1.584e-10 | 1.5097e-10 | 1.3552e-10 | -1.584e-10 | -1.5097e-10 | -1.3552e-10 | -9.9101e-12 | 1.0879e-11 | -5.547e-12 | 9.9101e-12 | -1.0879e-11 | 5.547e-12 | 0 | 0 | 0 | 0 | 0 | 0 | 1.138 | 1.1362 | 1.1326 | 1.138 | 1.1362 | 1.1326 | 0.12371 | -120.136 | 120.0696 | 0.12371 | -120.136 | 120.0696
Line1_1_3 | 0.10741 | 0.10818 | 0.11009 | 0.10741 | 0.10818 | 0.11009 | 0.024806 | 0.024984 | 0.025424 | 0.024806 | 0.024984 | 0.025424 | -0.0015701 | -0.0024036 | -0.001809 | 0.0016855 | 0.0025207 | 0.0019302 | -0.028185 | -0.028286 | -0.028739 | 0.028415 | 0.02852 | 0.028981 | 93.3122 | -25.2789 | -146.3286 | -86.6878 | 154.7211 | 33.6714 | 1.138 | 1.1362 | 1.1326 | 1.1475 | 1.146 | 1.1425 | 0.12371 | -120.136 | 120.0696 | -0.082328 | -120.3297 | 119.861
Line2_1_4 | 0.1352 | 0.11679 | 0.077932 | 0.1352 | 0.11679 | 0.077932 | 0.031223 | 0.026972 | 0.017998 | 0.031223 | 0.026972 | 0.017998 | -0.010349 | 0.0041229 | -0.006144 | 0.010532 | -0.0039865 | 0.0062047 | -0.03399 | -0.030368 | -0.019437 | 0.034355 | 0.03064 | 0.019558 | 107.0584 | -37.8676 | -132.3885 | -72.9416 | 142.1324 | 47.6115 | 1.138 | 1.1362 | 1.1326 | 1.1509 | 1.1456 | 1.1401 | 0.12371 | -120.136 | 120.0696 | 0.014686 | -120.4547 | 120.0101
Line3_1_5 | 0 | 0 | 0 | 0 | 0 | 0 | 0 | 0 | 0 | 0 | 0 | 0 | 3.168e-10 | 3.0194e-10 | 2.7104e-10 | -3.168e-10 | -3.0194e-10 | -2.7104e-10 | -1.982e-11 | 2.1759e-11 | -1.1094e-11 | 1.982e-11 | -2.1759e-11 | 1.1094e-11 | 0 | 0 | 0 | 0 | 0 | 0 | 1.138 | 1.1362 | 1.1326 | 1.138 | 1.1362 | 1.1326 | 0.12371 | -120.136 | 120.0696 | 0.12371 | -120.136 | 120.0696
Line4_2_6 | 0.11999 | 0.12096 | 0.12297 | 0.11999 | 0.12096 | 0.12297 | 0.027711 | 0.027934 | 0.028398 | 0.027711 | 0.027934 | 0.028398 | -0.0019987 | -0.0029137 | -0.0022403 | 0.0021427 | 0.00306 | 0.0023915 | -0.031768 | -0.031912 | -0.032399 | 0.032055 | 0.032204 | 0.032701 | 93.4956 | -25.1341 | -146.2064 | -86.5044 | 154.8659 | 33.7936 | 1.1486 | 1.1471 | 1.1436 | 1.1594 | 1.1581 | 1.1546 | -0.10453 | -120.351 | 119.838 | -0.32855 | -120.5619 | 119.6109
Line5_6_7 | 0.11999 | 0.12096 | 0.12297 | 0.11999 | 0.12096 | 0.12297 | 0.027711 | 0.027934 | 0.028398 | 0.027711 | 0.027934 | 0.028398 | -0.0021427 | -0.00306 | -0.0023915 | 0.0022867 | 0.0032063 | 0.0025427 | -0.032055 | -0.032204 | -0.032701 | 0.032343 | 0.032497 | 0.033003 | 93.4956 | -25.1341 | -146.2064 | -86.5044 | 154.8659 | 33.7936 | 1.1594 | 1.1581 | 1.1546 | 1.1701 | 1.169 | 1.1656 | -0.32855 | -120.5619 | 119.6109 | -0.54848 | -120.7689 | 119.388
Line6_7_8 | 0 | 0 | 0 | 0 | 0 | 0 | 0 | 0 | 0 | 0 | 0 | 0 | 9.0263e-10 | 8.883e-10 | 8.4233e-10 | -9.0263e-10 | -8.883e-10 | -8.4233e-10 | 1.3553e-10 | 1.8983e-10 | 1.5064e-10 | -1.3553e-10 | -1.8983e-10 | -1.5064e-10 | 0 | 0 | 0 | 0 | 0 | 0 | 1.1701 | 1.169 | 1.1656 | 1.1701 | 1.169 | 1.1656 | -0.54848 | -120.7689 | 119.388 | -0.54848 | -120.7689 | 119.388
Line7_8_9 | 0 | 0 | 0 | 0 | 0 | 0 | 0 | 0 | 0 | 0 | 0 | 0 | 3.0088e-10 | 2.961e-10 | 2.8078e-10 | -3.0088e-10 | -2.961e-10 | -2.8078e-10 | 4.5176e-11 | 6.3275e-11 | 5.0214e-11 | -4.5176e-11 | -6.3275e-11 | -5.0214e-11 | 0 | 0 | 0 | 0 | 0 | 0 | 1.1701 | 1.169 | 1.1656 | 1.1701 | 1.169 | 1.1656 | -0.54848 | -120.7689 | 119.388 | -0.54848 | -120.7689 | 119.388
Line8_8_10 | 0 | 0 | 0 | 0 | 0 | 0 | 0 | 0 | 0 | 0 | 0 | 0 | 3.0088e-10 | 2.961e-10 | 2.8078e-10 | -3.0088e-10 | -2.961e-10 | -2.8078e-10 | 4.5176e-11 | 6.3275e-11 | 5.0214e-11 | -4.5176e-11 | -6.3275e-11 | -5.0214e-11 | 0 | 0 | 0 | 0 | 0 | 0 | 1.1701 | 1.169 | 1.1656 | 1.1701 | 1.169 | 1.1656 | -0.54848 | -120.7689 | 119.388 | -0.54848 | -120.7689 | 119.388
Line9_3_11 | 0.10741 | 0.10818 | 0.11009 | 0.10741 | 0.10818 | 0.11009 | 0.024806 | 0.024984 | 0.025424 | 0.024806 | 0.024984 | 0.025424 | -0.0016855 | -0.0025207 | -0.0019302 | 0.0018008 | 0.0026377 | 0.0020514 | -0.028415 | -0.02852 | -0.028981 | 0.028646 | 0.028754 | 0.029224 | 93.3122 | -25.2789 | -146.3286 | -86.6878 | 154.7211 | 33.6714 | 1.1475 | 1.146 | 1.1425 | 1.1571 | 1.1557 | 1.1523 | -0.082328 | -120.3297 | 119.861 | -0.28496 | -120.5202 | 119.656

## LL_min_6
name | pf_ikss_a_from_ka | pf_ikss_b_from_ka | pf_ikss_c_from_ka | pf_ikss_a_to_ka | pf_ikss_b_to_ka | pf_ikss_c_to_ka | pf_skss_a_from_mw | pf_skss_b_from_mw | pf_skss_c_from_mw | pf_skss_a_to_mw | pf_skss_b_to_mw | pf_skss_c_to_mw | pf_p_a_from_mw | pf_p_b_from_mw | pf_p_c_from_mw | pf_p_a_to_mw | pf_p_b_to_mw | pf_p_c_to_mw | pf_q_a_from_mvar | pf_q_b_from_mvar | pf_q_c_from_mvar | pf_q_a_to_mvar | pf_q_b_to_mvar | pf_q_c_to_mvar | pf_ikss_a_from_degree | pf_ikss_b_from_degree | pf_ikss_c_from_degree | pf_ikss_a_to_degree | pf_ikss_b_to_degree | pf_ikss_c_to_degree | pf_vm_a_from_pu | pf_vm_b_from_pu | pf_vm_c_from_pu | pf_vm_a_to_pu | pf_vm_b_to_pu | pf_vm_c_to_pu | pf_va_a_from_degree | pf_va_b_from_degree | pf_va_c_from_degree | pf_va_a_to_degree | pf_va_b_to_degree | pf_va_c_to_degree
Line0_1_2 | 0.00073134 | 0.0043194 | 0.0036537 | 0.00073134 | 0.0043194 | 0.0036537 | 0.0001689 | 0.00099752 | 0.00084379 | 0.0001689 | 0.00099752 | 0.00084379 | -0.00015686 | -0.00082368 | -8.0449e-05 | 0.00015687 | 0.00082404 | 8.0705e-05 | 3.3794e-05 | -0.00014813 | -0.00057528 | -3.3783e-05 | 0.00014851 | 0.00057555 | -167.8235 | 34.5522 | -141.0778 | 12.1765 | -145.4478 | 38.9222 | 0.95002 | 0.83898 | 0.68841 | 0.95006 | 0.8394 | 0.68877 | 0.018327 | -135.2526 | 120.9615 | 0.022833 | -135.2318 | 120.9401
Line10_11_12 | 0.00072696 | 0.0043058 | 0.0036435 | 0.00072696 | 0.0043058 | 0.0036435 | 0.00016788 | 0.00099438 | 0.00084142 | 0.00016788 | 0.00099438 | 0.00084142 | -0.00015579 | -0.00082213 | -8.1681e-05 | 0.0001558 | 0.00082249 | 8.1936e-05 | 3.422e-05 | -0.00014656 | -0.00057406 | -3.4209e-05 | 0.00014693 | 0.00057433 | -167.5846 | 34.6813 | -140.983 | 12.4154 | -145.3187 | 39.017 | 0.95011 | 0.83981 | 0.68912 | 0.95015 | 0.84023 | 0.68948 | 0.027308 | -135.211 | 120.919 | 0.031798 | -135.1903 | 120.8977
Line11_12_13 | 0.00072696 | 0.0043058 | 0.0036435 | 0.00072696 | 0.0043058 | 0.0036435 | 0.00016788 | 0.00099438 | 0.00084142 | 0.00016788 | 0.00099438 | 0.00084142 | -0.0001558 | -0.00082249 | -8.1935e-05 | 0.00015581 | 0.00082284 | 8.219e-05 | 3.4209e-05 | -0.00014693 | -0.00057432 | -3.4198e-05 | 0.0001473 | 0.00057459 | -167.5846 | 34.6812 | -140.9831 | 12.4154 | -145.3188 | 39.0169 | 0.95015 | 0.84023 | 0.68948 | 0.9502 | 0.84065 | 0.68983 | 0.031798 | -135.1903 | 120.8977 | 0.036287 | -135.1696 | 120.8765
Line12_13_15 | 0 | 0 | 0 | 0 | 0 | 0 | 0 | 0 | 0 | 0 | 0 | 0 | 2.0919e-12 | -7.0508e-10 | -1.9734e-09 | -2.0919e-12 | 7.0508e-10 | 1.9734e-09 | -6.2887e-12 | 2.2988e-09 | -1.1028e-10 | 6.2887e-12 | -2.2988e-09 | 1.1028e-10 | 0 | 0 | 0 | 0 | 0 | 0 | 0.9502 | 0.84065 | 0.68983 | 0.9502 | 0.84065 | 0.68983 | 0.036287 | -135.1696 | 120.8765 | 0.036287 | -135.1696 | 120.8765
Line13_13_14 | 0.00072696 | 0.0043058 | 0.0036435 | 0.00072696 | 0.0043058 | 0.0036435 | 0.00016788 | 0.00099438 | 0.00084142 | 0.00016788 | 0.00099438 | 0.00084142 | -0.00015581 | -0.00082284 | -8.2187e-05 | 0.00015582 | 0.0008232 | 8.2442e-05 | 3.4198e-05 | -0.0001473 | -0.00057459 | -3.4188e-05 | 0.00014767 | 0.00057486 | -167.5846 | 34.681 | -140.9833 | 12.4154 | -145.319 | 39.0167 | 0.9502 | 0.84065 | 0.68983 | 0.95025 | 0.84107 | 0.69019 | 0.036287 | -135.1696 | 120.8765 | 0.040776 | -135.1488 | 120.8553
Line14_15_16 | 0 | 0 | 0 | 0 | 0 | 0 | 0 | 0 | 0 | 0 | 0 | 0 | 1.3946e-12 | -4.7005e-10 | -1.3156e-09 | -1.3946e-12 | 4.7005e-10 | 1.3156e-09 | -4.1924e-12 | 1.5325e-09 | -7.3518e-11 | 4.1924e-12 | -1.5325e-09 | 7.3518e-11 | 0 | 0 | 0 | 0 | 0 | 0 | 0.9502 | 0.84065 | 0.68983 | 0.9502 | 0.84065 | 0.68983 | 0.036287 | -135.1696 | 120.8765 | 0.036287 | -135.1696 | 120.8765
Line15_16_17 | 0 | 0 | 0 | 0 | 0 | 0 | 0 | 0 | 0 | 0 | 0 | 0 | 6.9729e-13 | -2.3503e-10 | -6.5778e-10 | -6.9727e-13 | 2.3503e-10 | 6.5778e-10 | -2.0962e-12 | 7.6626e-10 | -3.6759e-11 | 2.0962e-12 | -7.6626e-10 | 3.6759e-11 | 0 | 0 | 0 | 0 | 0 | 0 | 0.9502 | 0.84065 | 0.68983 | 0.9502 | 0.84065 | 0.68983 | 0.036287 | -135.1696 | 120.8765 | 0.036287 | -135.1696 | 120.8765
Line16_4_18 | 0 | 2.5141 | 2.5141 | 0 | 2.5141 | 2.5141 | 0 | 0.58062 | 0.58062 | 0 | 0.58062 | 0.58062 | 5.6288e-13 | 0.35474 | -0.11202 | -5.6288e-13 | -0.23338 | 0.23338 | -1.4357e-12 | -0.020622 | 0.27346 | 1.4358e-12 | 0.14704 | -0.14704 | 0 | -147.7624 | 32.2376 | 0 | 32.2376 | -147.7624 | 0.95016 | 0.61201 | 0.50896 | 0.95016 | 0.47508 | 0.47508 | 0.024856 | -151.0894 | 144.5135 | 0.024856 | -179.9751 | -179.9751
Line17_5_19 | 0 | 0 | 0 | 0 | 0 | 0 | 0 | 0 | 0 | 0 | 0 | 0 | 6.2304e-14 | -2.3859e-10 | -6.5996e-10 | -6.2322e-14 | 2.3859e-10 | 6.5996e-10 | -1.0585e-12 | 7.6882e-10 | -4.0238e-11 | 1.0585e-12 | -7.6882e-10 | 4.0238e-11 | 0 | 0 | 0 | 0 | 0 | 0 | 0.95002 | 0.83898 | 0.68841 | 0.95002 | 0.83898 | 0.68841 | 0.018327 | -135.2526 | 120.9615 | 0.018327 | -135.2526 | 120.9615
Line1_1_3 | 0.00072696 | 0.0043058 | 0.0036435 | 0.00072696 | 0.0043058 | 0.0036435 | 0.00016788 | 0.00099438 | 0.00084142 | 0.00016788 | 0.00099438 | 0.00084142 | -0.00015577 | -0.00082142 | -8.1172e-05 | 0.00015578 | 0.00082178 | 8.1427e-05 | 3.4241e-05 | -0.00014581 | -0.00057353 | -3.423e-05 | 0.00014619 | 0.00057379 | -167.5846 | 34.6814 | -140.9829 | 12.4154 | -145.3186 | 39.0171 | 0.95002 | 0.83898 | 0.68841 | 0.95006 | 0.8394 | 0.68877 | 0.018327 | -135.2526 | 120.9615 | 0.022818 | -135.2318 | 120.9402
Line2_1_4 | 0.0014981 | 2.5058 | 2.5069 | 0.0014981 | 2.5058 | 2.5069 | 0.00034597 | 0.57869 | 0.57895 | 0.00034597 | 0.57869 | 0.57895 | -0.00032449 | 0.4741 | 0.0091695 | 0.00032454 | -0.35354 | 0.1115 | -5.2275e-05 | 0.10463 | 0.39845 | 5.232e-05 | 0.020954 | -0.27276 | 170.8668 | -147.6976 | 32.2798 | -9.1332 | 32.3024 | -147.7202 | 0.95002 | 0.83898 | 0.68841 | 0.95016 | 0.61201 | 0.50896 | 0.018327 | -135.2526 | 120.9615 | 0.024856 | -151.0894 | 144.5135
Line3_1_5 | 0 | 0 | 0 | 0 | 0 | 0 | 0 | 0 | 0 | 0 | 0 | 0 | 1.2465e-13 | -4.7718e-10 | -1.3199e-09 | -1.2468e-13 | 4.7718e-10 | 1.3199e-09 | -2.117e-12 | 1.5376e-09 | -8.0477e-11 | 2.117e-12 | -1.5376e-09 | 8.0477e-11 | 0 | 0 | 0 | 0 | 0 | 0 | 0.95002 | 0.83898 | 0.68841 | 0.95002 | 0.83898 | 0.68841 | 0.018327 | -135.2526 | 120.9615 | 0.018327 | -135.2526 | 120.9615
Line4_2_6 | 0.00073134 | 0.0043194 | 0.0036537 | 0.00073134 | 0.0043194 | 0.0036537 | 0.0001689 | 0.00099752 | 0.00084379 | 0.0001689 | 0.00099752 | 0.00084379 | -0.00015687 | -0.00082404 | -8.0704e-05 | 0.00015688 | 0.0008244 | 8.0961e-05 | 3.3783e-05 | -0.00014851 | -0.00057555 | -3.3772e-05 | 0.00014888 | 0.00057581 | -167.8235 | 34.5522 | -141.0778 | 12.1765 | -145.4478 | 38.9222 | 0.95006 | 0.8394 | 0.68877 | 0.95011 | 0.83982 | 0.68912 | 0.022833 | -135.2318 | 120.9401 | 0.027339 | -135.211 | 120.9187
Line5_6_7 | 0.00073134 | 0.0043194 | 0.0036537 | 0.00073134 | 0.0043194 | 0.0036537 | 0.0001689 | 0.00099752 | 0.00084379 | 0.0001689 | 0.00099752 | 0.00084379 | -0.00015688 | -0.0008244 | -8.096e-05 | 0.00015689 | 0.00082476 | 8.1216e-05 | 3.3772e-05 | -0.00014888 | -0.00057581 | -3.3762e-05 | 0.00014925 | 0.00057608 | -167.8235 | 34.5521 | -141.0779 | 12.1765 | -145.4479 | 38.9221 | 0.95011 | 0.83982 | 0.68912 | 0.95016 | 0.84024 | 0.68948 | 0.027339 | -135.211 | 120.9187 | 0.031844 | -135.1903 | 120.8974
Line6_7_8 | 0 | 0 | 0 | 0 | 0 | 0 | 0 | 0 | 0 | 0 | 0 | 0 | 1.6338e-12 | -7.0771e-10 | -1.975e-09 | -1.6338e-12 | 7.0771e-10 | 1.975e-09 | -5.5184e-12 | 2.3007e-09 | -1.1285e-10 | 5.5184e-12 | -2.3007e-09 | 1.1285e-10 | 0 | 0 | 0 | 0 | 0 | 0 | 0.95016 | 0.84024 | 0.68948 | 0.95016 | 0.84024 | 0.68948 | 0.031844 | -135.1903 | 120.8974 | 0.031844 | -135.1903 | 120.8974
Line7_8_9 | 0 | 0 | 0 | 0 | 0 | 0 | 0 | 0 | 0 | 0 | 0 | 0 | 5.4464e-13 | -2.359e-10 | -6.5833e-10 | -5.4466e-13 | 2.359e-10 | 6.5833e-10 | -1.8395e-12 | 7.669e-10 | -3.7615e-11 | 1.8395e-12 | -7.669e-10 | 3.7615e-11 | 0 | 0 | 0 | 0 | 0 | 0 | 0.95016 | 0.84024 | 0.68948 | 0.95016 | 0.84024 | 0.68948 | 0.031844 | -135.1903 | 120.8974 | 0.031844 | -135.1903 | 120.8974
Line8_8_10 | 0 | 0 | 0 | 0 | 0 | 0 | 0 | 0 | 0 | 0 | 0 | 0 | 5.4458e-13 | -2.359e-10 | -6.5833e-10 | -5.4458e-13 | 2.359e-10 | 6.5833e-10 | -1.8395e-12 | 7.669e-10 | -3.7615e-11 | 1.8395e-12 | -7.669e-10 | 3.7615e-11 | 0 | 0 | 0 | 0 | 0 | 0 | 0.95016 | 0.84024 | 0.68948 | 0.95016 | 0.84024 | 0.68948 | 0.031844 | -135.1903 | 120.8974 | 0.031844 | -135.1903 | 120.8974
Line9_3_11 | 0.00072696 | 0.0043058 | 0.0036435 | 0.00072696 | 0.0043058 | 0.0036435 | 0.00016788 | 0.00099438 | 0.00084142 | 0.00016788 | 0.00099438 | 0.00084142 | -0.00015578 | -0.00082178 | -8.1427e-05 | 0.00015579 | 0.00082213 | 8.1681e-05 | 3.423e-05 | -0.00014619 | -0.00057379 | -3.422e-05 | 0.00014656 | 0.00057406 | -167.5846 | 34.6813 | -140.9829 | 12.4154 | -145.3187 | 39.0171 | 0.95006 | 0.8394 | 0.68877 | 0.95011 | 0.83981 | 0.68912 | 0.022818 | -135.2318 | 120.9402 | 0.027308 | -135.211 | 120.919

## LL_min_10
name | pf_ikss_a_from_ka | pf_ikss_b_from_ka | pf_ikss_c_from_ka | pf_ikss_a_to_ka | pf_ikss_b_to_ka | pf_ikss_c_to_ka | pf_skss_a_from_mw | pf_skss_b_from_mw | pf_skss_c_from_mw | pf_skss_a_to_mw | pf_skss_b_to_mw | pf_skss_c_to_mw | pf_p_a_from_mw | pf_p_b_from_mw | pf_p_c_from_mw | pf_p_a_to_mw | pf_p_b_to_mw | pf_p_c_to_mw | pf_q_a_from_mvar | pf_q_b_from_mvar | pf_q_c_from_mvar | pf_q_a_to_mvar | pf_q_b_to_mvar | pf_q_c_to_mvar | pf_ikss_a_from_degree | pf_ikss_b_from_degree | pf_ikss_c_from_degree | pf_ikss_a_to_degree | pf_ikss_b_to_degree | pf_ikss_c_to_degree | pf_vm_a_from_pu | pf_vm_b_from_pu | pf_vm_c_from_pu | pf_vm_a_to_pu | pf_vm_b_to_pu | pf_vm_c_to_pu | pf_va_a_from_degree | pf_va_b_from_degree | pf_va_c_from_degree | pf_va_a_to_degree | pf_va_b_to_degree | pf_va_c_to_degree
Line0_1_2 | 0.00069285 | 0.0040921 | 0.0034614 | 0.00069285 | 0.0040921 | 0.0034614 | 0.00016001 | 0.00094502 | 0.00079938 | 0.00016001 | 0.00094502 | 0.00079938 | -0.00014078 | -0.00073926 | -7.2203e-05 | 0.00014079 | 0.00073958 | 7.2433e-05 | 3.033e-05 | -0.00013295 | -0.00051632 | -3.032e-05 | 0.00013329 | 0.00051656 | -167.8235 | 34.5522 | -141.0778 | 12.1765 | -145.4478 | 38.9222 | 0.90002 | 0.79482 | 0.65218 | 0.90006 | 0.79522 | 0.65252 | 0.018327 | -135.2526 | 120.9615 | 0.022833 | -135.2318 | 120.9401
Line10_11_12 | 0.0006887 | 0.0040792 | 0.0034517 | 0.0006887 | 0.0040792 | 0.0034517 | 0.00015905 | 0.00094204 | 0.00079714 | 0.00015905 | 0.00094204 | 0.00079714 | -0.00013983 | -0.00073787 | -7.3309e-05 | 0.00013984 | 0.00073819 | 7.3538e-05 | 3.0712e-05 | -0.00013154 | -0.00051522 | -3.0703e-05 | 0.00013187 | 0.00051546 | -167.5846 | 34.6813 | -140.983 | 12.4154 | -145.3187 | 39.017 | 0.9001 | 0.79561 | 0.65285 | 0.90015 | 0.79601 | 0.65319 | 0.027308 | -135.211 | 120.919 | 0.031798 | -135.1903 | 120.8977
Line11_12_13 | 0.0006887 | 0.0040792 | 0.0034517 | 0.0006887 | 0.0040792 | 0.0034517 | 0.00015905 | 0.00094204 | 0.00079714 | 0.00015905 | 0.00094204 | 0.00079714 | -0.00013984 | -0.00073819 | -7.3537e-05 | 0.00013984 | 0.00073851 | 7.3766e-05 | 3.0703e-05 | -0.00013187 | -0.00051546 | -3.0693e-05 | 0.0001322 | 0.0005157 | -167.5846 | 34.6812 | -140.9831 | 12.4154 | -145.3188 | 39.0169 | 0.90015 | 0.79601 | 0.65319 | 0.90019 | 0.7964 | 0.65352 | 0.031798 | -135.1903 | 120.8977 | 0.036287 | -135.1696 | 120.8765
Line12_13_15 | 0 | 0 | 0 | 0 | 0 | 0 | 0 | 0 | 0 | 0 | 0 | 0 | 1.8775e-12 | -6.3282e-10 | -1.7711e-09 | -1.8775e-12 | 6.3282e-10 | 1.7711e-09 | -5.6441e-12 | 2.0632e-09 | -9.8974e-11 | 5.6442e-12 | -2.0632e-09 | 9.8974e-11 | 0 | 0 | 0 | 0 | 0 | 0 | 0.90019 | 0.7964 | 0.65352 | 0.90019 | 0.7964 | 0.65352 | 0.036287 | -135.1696 | 120.8765 | 0.036287 | -135.1696 | 120.8765
Line13_13_14 | 0.0006887 | 0.0040792 | 0.0034517 | 0.0006887 | 0.0040792 | 0.0034517 | 0.00015905 | 0.00094204 | 0.00079714 | 0.00015905 | 0.00094204 | 0.00079714 | -0.00013984 | -0.00073851 | -7.3764e-05 | 0.00013985 | 0.00073883 | 7.3992e-05 | 3.0693e-05 | -0.00013221 | -0.0005157 | -3.0684e-05 | 0.00013254 | 0.00051594 | -167.5846 | 34.681 | -140.9833 | 12.4154 | -145.319 | 39.0167 | 0.90019 | 0.7964 | 0.65352 | 0.90023 | 0.7968 | 0.65386 | 0.036287 | -135.1696 | 120.8765 | 0.040776 | -135.1488 | 120.8553
Line14_15_16 | 0 | 0 | 0 | 0 | 0 | 0 | 0 | 0 | 0 | 0 | 0 | 0 | 1.2516e-12 | -4.2188e-10 | -1.1807e-09 | -1.2516e-12 | 4.2188e-10 | 1.1807e-09 | -3.7627e-12 | 1.3754e-09 | -6.5983e-11 | 3.7627e-12 | -1.3754e-09 | 6.5983e-11 | 0 | 0 | 0 | 0 | 0 | 0 | 0.90019 | 0.7964 | 0.65352 | 0.90019 | 0.7964 | 0.65352 | 0.036287 | -135.1696 | 120.8765 | 0.036287 | -135.1696 | 120.8765
Line15_16_17 | 0 | 0 | 0 | 0 | 0 | 0 | 0 | 0 | 0 | 0 | 0 | 0 | 6.2582e-13 | -2.1094e-10 | -5.9037e-10 | -6.2584e-13 | 2.1094e-10 | 5.9037e-10 | -1.8814e-12 | 6.8772e-10 | -3.2991e-11 | 1.8814e-12 | -6.8772e-10 | 3.2991e-11 | 0 | 0 | 0 | 0 | 0 | 0 | 0.90019 | 0.7964 | 0.65352 | 0.90019 | 0.7964 | 0.65352 | 0.036287 | -135.1696 | 120.8765 | 0.036287 | -135.1696 | 120.8765
Line16_4_18 | 0 | 2.3818 | 2.3818 | 0 | 2.3818 | 2.3818 | 0 | 0.55006 | 0.55006 | 0 | 0.55006 | 0.55006 | 5.0524e-13 | 0.31838 | -0.10054 | -5.0517e-13 | -0.20946 | 0.20946 | -1.2887e-12 | -0.018508 | 0.24543 | 1.2888e-12 | 0.13197 | -0.13197 | 0 | -147.7624 | 32.2376 | 0 | 32.2376 | -147.7624 | 0.90015 | 0.5798 | 0.48218 | 0.90015 | 0.45008 | 0.45008 | 0.024856 | -151.0894 | 144.5135 | 0.024856 | -179.9751 | -179.9751
Line17_5_19 | 0 | 0 | 0 | 0 | 0 | 0 | 0 | 0 | 0 | 0 | 0 | 0 | 5.5952e-14 | -2.1414e-10 | -5.9232e-10 | -5.5952e-14 | 2.1414e-10 | 5.9232e-10 | -9.5001e-13 | 6.9002e-10 | -3.6114e-11 | 9.5004e-13 | -6.9002e-10 | 3.6114e-11 | 0 | 0 | 0 | 0 | 0 | 0 | 0.90002 | 0.79482 | 0.65218 | 0.90002 | 0.79482 | 0.65218 | 0.018327 | -135.2526 | 120.9615 | 0.018327 | -135.2526 | 120.9615
Line1_1_3 | 0.0006887 | 0.0040792 | 0.0034517 | 0.0006887 | 0.0040792 | 0.0034517 | 0.00015905 | 0.00094204 | 0.00079714 | 0.00015905 | 0.00094204 | 0.00079714 | -0.00013981 | -0.00073723 | -7.2853e-05 | 0.00013982 | 0.00073755 | 7.3082e-05 | 3.0731e-05 | -0.00013087 | -0.00051475 | -3.0722e-05 | 0.0001312 | 0.00051498 | -167.5846 | 34.6814 | -140.9829 | 12.4154 | -145.3186 | 39.0171 | 0.90002 | 0.79482 | 0.65218 | 0.90006 | 0.79522 | 0.65252 | 0.018327 | -135.2526 | 120.9615 | 0.022818 | -135.2318 | 120.9402
Line2_1_4 | 0.0014192 | 2.3739 | 2.375 | 0.0014192 | 2.3739 | 2.375 | 0.00032776 | 0.54824 | 0.54848 | 0.00032776 | 0.54824 | 0.54848 | -0.00029123 | 0.42551 | 0.0082297 | 0.00029127 | -0.31731 | 0.10007 | -4.6917e-05 | 0.093905 | 0.35761 | 4.6957e-05 | 0.018806 | -0.2448 | 170.8668 | -147.6976 | 32.2798 | -9.1332 | 32.3024 | -147.7202 | 0.90002 | 0.79482 | 0.65218 | 0.90015 | 0.5798 | 0.48218 | 0.018327 | -135.2526 | 120.9615 | 0.024856 | -151.0894 | 144.5135
Line3_1_5 | 0 | 0 | 0 | 0 | 0 | 0 | 0 | 0 | 0 | 0 | 0 | 0 | 1.119e-13 | -4.2827e-10 | -1.1846e-09 | -1.1188e-13 | 4.2827e-10 | 1.1846e-09 | -1.9e-12 | 1.38e-09 | -7.2228e-11 | 1.9e-12 | -1.38e-09 | 7.2228e-11 | 0 | 0 | 0 | 0 | 0 | 0 | 0.90002 | 0.79482 | 0.65218 | 0.90002 | 0.79482 | 0.65218 | 0.018327 | -135.2526 | 120.9615 | 0.018327 | -135.2526 | 120.9615
Line4_2_6 | 0.00069285 | 0.0040921 | 0.0034614 | 0.00069285 | 0.0040921 | 0.0034614 | 0.00016001 | 0.00094502 | 0.00079938 | 0.00016001 | 0.00094502 | 0.00079938 | -0.00014079 | -0.00073958 | -7.2433e-05 | 0.0001408 | 0.0007399 | 7.2663e-05 | 3.032e-05 | -0.00013329 | -0.00051656 | -3.0311e-05 | 0.00013362 | 0.0005168 | -167.8235 | 34.5522 | -141.0778 | 12.1765 | -145.4478 | 38.9222 | 0.90006 | 0.79522 | 0.65252 | 0.9001 | 0.79562 | 0.65285 | 0.022833 | -135.2318 | 120.9401 | 0.027339 | -135.211 | 120.9187
Line5_6_7 | 0.00069285 | 0.0040921 | 0.0034614 | 0.00069285 | 0.0040921 | 0.0034614 | 0.00016001 | 0.00094502 | 0.00079938 | 0.00016001 | 0.00094502 | 0.00079938 | -0.0001408 | -0.0007399 | -7.2662e-05 | 0.00014081 | 0.00074023 | 7.2892e-05 | 3.0311e-05 | -0.00013362 | -0.0005168 | -3.0301e-05 | 0.00013396 | 0.00051704 | -167.8235 | 34.5521 | -141.0779 | 12.1765 | -145.4479 | 38.9221 | 0.9001 | 0.79562 | 0.65285 | 0.90015 | 0.79601 | 0.65319 | 0.027339 | -135.211 | 120.9187 | 0.031844 | -135.1903 | 120.8974
Line6_7_8 | 0 | 0 | 0 | 0 | 0 | 0 | 0 | 0 | 0 | 0 | 0 | 0 | 1.4664e-12 | -6.3518e-10 | -1.7726e-09 | -1.4664e-12 | 6.3518e-10 | 1.7726e-09 | -4.9528e-12 | 2.0649e-09 | -1.0128e-10 | 4.9528e-12 | -2.0649e-09 | 1.0128e-10 | 0 | 0 | 0 | 0 | 0 | 0 | 0.90015 | 0.79601 | 0.65319 | 0.90015 | 0.79601 | 0.65319 | 0.031844 | -135.1903 | 120.8974 | 0.031844 | -135.1903 | 120.8974
Line7_8_9 | 0 | 0 | 0 | 0 | 0 | 0 | 0 | 0 | 0 | 0 | 0 | 0 | 4.888e-13 | -2.1173e-10 | -5.9085e-10 | -4.888e-13 | 2.1173e-10 | 5.9085e-10 | -1.6509e-12 | 6.883e-10 | -3.376e-11 | 1.6509e-12 | -6.883e-10 | 3.376e-11 | 0 | 0 | 0 | 0 | 0 | 0 | 0.90015 | 0.79601 | 0.65319 | 0.90015 | 0.79601 | 0.65319 | 0.031844 | -135.1903 | 120.8974 | 0.031844 | -135.1903 | 120.8974
Line8_8_10 | 0 | 0 | 0 | 0 | 0 | 0 | 0 | 0 | 0 | 0 | 0 | 0 | 4.8876e-13 | -2.1173e-10 | -5.9085e-10 | -4.8877e-13 | 2.1173e-10 | 5.9085e-10 | -1.6509e-12 | 6.883e-10 | -3.376e-11 | 1.6509e-12 | -6.883e-10 | 3.376e-11 | 0 | 0 | 0 | 0 | 0 | 0 | 0.90015 | 0.79601 | 0.65319 | 0.90015 | 0.79601 | 0.65319 | 0.031844 | -135.1903 | 120.8974 | 0.031844 | -135.1903 | 120.8974
Line9_3_11 | 0.0006887 | 0.0040792 | 0.0034517 | 0.0006887 | 0.0040792 | 0.0034517 | 0.00015905 | 0.00094204 | 0.00079714 | 0.00015905 | 0.00094204 | 0.00079714 | -0.00013982 | -0.00073755 | -7.3081e-05 | 0.00013983 | 0.00073787 | 7.331e-05 | 3.0722e-05 | -0.0001312 | -0.00051498 | -3.0712e-05 | 0.00013154 | 0.00051522 | -167.5846 | 34.6813 | -140.9829 | 12.4154 | -145.3187 | 39.0171 | 0.90006 | 0.79522 | 0.65252 | 0.9001 | 0.79561 | 0.65285 | 0.022818 | -135.2318 | 120.9402 | 0.027308 | -135.211 | 120.919

## LL_min_fault_6
name | pf_ikss_a_from_ka | pf_ikss_b_from_ka | pf_ikss_c_from_ka | pf_ikss_a_to_ka | pf_ikss_b_to_ka | pf_ikss_c_to_ka | pf_skss_a_from_mw | pf_skss_b_from_mw | pf_skss_c_from_mw | pf_skss_a_to_mw | pf_skss_b_to_mw | pf_skss_c_to_mw | pf_p_a_from_mw | pf_p_b_from_mw | pf_p_c_from_mw | pf_p_a_to_mw | pf_p_b_to_mw | pf_p_c_to_mw | pf_q_a_from_mvar | pf_q_b_from_mvar | pf_q_c_from_mvar | pf_q_a_to_mvar | pf_q_b_to_mvar | pf_q_c_to_mvar | pf_ikss_a_from_degree | pf_ikss_b_from_degree | pf_ikss_c_from_degree | pf_ikss_a_to_degree | pf_ikss_b_to_degree | pf_ikss_c_to_degree | pf_vm_a_from_pu | pf_vm_b_from_pu | pf_vm_c_from_pu | pf_vm_a_to_pu | pf_vm_b_to_pu | pf_vm_c_to_pu | pf_va_a_from_degree | pf_va_b_from_degree | pf_va_c_from_degree | pf_va_a_to_degree | pf_va_b_to_degree | pf_va_c_to_degree
Line0_1_2 | 1.5313e-05 | 9.0441e-05 | 7.6503e-05 | 1.5313e-05 | 9.0441e-05 | 7.6503e-05 | 3.5364e-06 | 2.0886e-05 | 1.7668e-05 | 3.5364e-06 | 2.0886e-05 | 1.7668e-05 | -3.0529e-06 | -1.9323e-05 | -6.1103e-06 | 3.0529e-06 | 1.9324e-05 | 6.1104e-06 | 1.4025e-06 | -4.3332e-06 | -1.553e-05 | -1.4024e-06 | 4.3334e-06 | 1.553e-05 | -155.3261 | 47.0496 | -128.5804 | 24.6739 | -132.9504 | 51.4196 | 0.95 | 0.94814 | 0.9446 | 0.95 | 0.94815 | 0.94461 | 0.00037951 | -120.3111 | 119.9424 | 0.00048425 | -120.3108 | 119.9422
Line10_11_12 | 1.5221e-05 | 9.0156e-05 | 7.6288e-05 | 1.5221e-05 | 9.0156e-05 | 7.6288e-05 | 3.5152e-06 | 2.0821e-05 | 1.7618e-05 | 3.5152e-06 | 2.0821e-05 | 1.7618e-05 | -3.0287e-06 | -1.9273e-05 | -6.119e-06 | 3.0287e-06 | 1.9273e-05 | 6.1191e-06 | 1.4067e-06 | -4.2765e-06 | -1.5477e-05 | -1.4067e-06 | 4.2766e-06 | 1.5477e-05 | -155.0872 | 47.1786 | -128.4856 | 24.9128 | -132.8214 | 51.5144 | 0.95 | 0.94816 | 0.94462 | 0.95 | 0.94817 | 0.94462 | 0.00058802 | -120.3104 | 119.942 | 0.00069228 | -120.3101 | 119.9418
Line11_12_13 | 1.5221e-05 | 9.0156e-05 | 7.6288e-05 | 1.5221e-05 | 9.0156e-05 | 7.6288e-05 | 3.5152e-06 | 2.0821e-05 | 1.7618e-05 | 3.5152e-06 | 2.0821e-05 | 1.7618e-05 | -3.0287e-06 | -1.9273e-05 | -6.1191e-06 | 3.0287e-06 | 1.9273e-05 | 6.1192e-06 | 1.4067e-06 | -4.2767e-06 | -1.5477e-05 | -1.4067e-06 | 4.2768e-06 | 1.5477e-05 | -155.0872 | 47.1786 | -128.4857 | 24.9128 | -132.8214 | 51.5143 | 0.95 | 0.94817 | 0.94462 | 0.95 | 0.94818 | 0.94463 | 0.00069228 | -120.3101 | 119.9418 | 0.00079653 | -120.3097 | 119.9416
Line12_13_15 | 0 | 0 | 0 | 0 | 0 | 0 | 0 | 0 | 0 | 0 | 0 | 0 | 1.4181e-14 | -1.8875e-11 | -5.5767e-11 | -1.4181e-14 | 1.8875e-11 | 5.5767e-11 | -1.3801e-13 | 5.3557e-11 | 1.0068e-11 | 1.3801e-13 | -5.3557e-11 | -1.0068e-11 | 0 | 0 | 0 | 0 | 0 | 0 | 0.95 | 0.94818 | 0.94463 | 0.95 | 0.94818 | 0.94463 | 0.00079653 | -120.3097 | 119.9416 | 0.00079653 | -120.3097 | 119.9416
Line13_13_14 | 1.5221e-05 | 9.0156e-05 | 7.6288e-05 | 1.5221e-05 | 9.0156e-05 | 7.6288e-05 | 3.5152e-06 | 2.0821e-05 | 1.7618e-05 | 3.5152e-06 | 2.0821e-05 | 1.7618e-05 | -3.0287e-06 | -1.9273e-05 | -6.1191e-06 | 3.0287e-06 | 1.9273e-05 | 6.1192e-06 | 1.4067e-06 | -4.2769e-06 | -1.5477e-05 | -1.4067e-06 | 4.2771e-06 | 1.5477e-05 | -155.0872 | 47.1784 | -128.4859 | 24.9128 | -132.8216 | 51.5141 | 0.95 | 0.94818 | 0.94463 | 0.95 | 0.94819 | 0.94464 | 0.00079653 | -120.3097 | 119.9416 | 0.00090079 | -120.3093 | 119.9414
Line14_15_16 | 0 | 0 | 0 | 0 | 0 | 0 | 0 | 0 | 0 | 0 | 0 | 0 | 9.4535e-15 | -1.2584e-11 | -3.7178e-11 | -9.4533e-15 | 1.2584e-11 | 3.7178e-11 | -9.2007e-14 | 3.5704e-11 | 6.7121e-12 | 9.2007e-14 | -3.5704e-11 | -6.7121e-12 | 0 | 0 | 0 | 0 | 0 | 0 | 0.95 | 0.94818 | 0.94463 | 0.95 | 0.94818 | 0.94463 | 0.00079653 | -120.3097 | 119.9416 | 0.00079653 | -120.3097 | 119.9416
Line15_16_17 | 0 | 0 | 0 | 0 | 0 | 0 | 0 | 0 | 0 | 0 | 0 | 0 | 4.7265e-15 | -6.2918e-12 | -1.8589e-11 | -4.726e-15 | 6.2918e-12 | 1.8589e-11 | -4.6004e-14 | 1.7852e-11 | 3.356e-12 | 4.6004e-14 | -1.7852e-11 | -3.356e-12 | 0 | 0 | 0 | 0 | 0 | 0 | 0.95 | 0.94818 | 0.94463 | 0.95 | 0.94818 | 0.94463 | 0.00079653 | -120.3097 | 119.9416 | 0.00079653 | -120.3097 | 119.9416
Line16_4_18 | 0 | 0.052642 | 0.052642 | 0 | 0.052642 | 0.052642 | 0 | 0.012157 | 0.012157 | 0 | 0.012157 | 0.012157 | 4.9838e-15 | 0.011083 | 0.002879 | -4.9849e-15 | -0.01103 | -0.0028258 | -3.1898e-14 | 0.0029191 | 0.011048 | 3.1897e-14 | -0.0028636 | -0.010992 | 0 | -135.265 | 44.735 | 0 | 44.735 | -135.265 | 0.95 | 0.94276 | 0.93909 | 0.95 | 0.93738 | 0.93358 | 0.0005523 | -120.5099 | 120.1288 | 0.0005523 | -120.7112 | 120.3181
Line17_5_19 | 0 | 0 | 0 | 0 | 0 | 0 | 0 | 0 | 0 | 0 | 0 | 0 | -3.5294e-15 | -6.4164e-12 | -1.8706e-11 | 3.5297e-15 | 6.4164e-12 | 1.8706e-11 | -2.1919e-14 | 1.7935e-11 | 3.3076e-12 | 2.1918e-14 | -1.7935e-11 | -3.3076e-12 | 0 | 0 | 0 | 0 | 0 | 0 | 0.95 | 0.94814 | 0.9446 | 0.95 | 0.94814 | 0.9446 | 0.00037951 | -120.3111 | 119.9424 | 0.00037951 | -120.3111 | 119.9424
Line1_1_3 | 1.5221e-05 | 9.0156e-05 | 7.6288e-05 | 1.5221e-05 | 9.0156e-05 | 7.6288e-05 | 3.5152e-06 | 2.0821e-05 | 1.7618e-05 | 3.5152e-06 | 2.0821e-05 | 1.7618e-05 | -3.0287e-06 | -1.9272e-05 | -6.1188e-06 | 3.0287e-06 | 1.9272e-05 | 6.1189e-06 | 1.4067e-06 | -4.2761e-06 | -1.5476e-05 | -1.4067e-06 | 4.2763e-06 | 1.5476e-05 | -155.0872 | 47.1788 | -128.4855 | 24.9128 | -132.8212 | 51.5145 | 0.95 | 0.94814 | 0.9446 | 0.95 | 0.94815 | 0.94461 | 0.00037951 | -120.3111 | 119.9424 | 0.00048377 | -120.3108 | 119.9422
Line2_1_4 | 3.1368e-05 | 0.052468 | 0.052491 | 3.1368e-05 | 0.052468 | 0.052491 | 7.244e-06 | 0.012117 | 0.012122 | 7.244e-06 | 0.012117 | 0.012122 | -6.87e-06 | 0.011103 | 0.0029318 | 6.87e-06 | -0.01105 | -0.0028789 | 4.038e-07 | 0.002952 | 0.011069 | -4.0378e-07 | -0.0028969 | -0.011014 | -176.6358 | -135.2002 | 44.7772 | 3.3642 | 44.7998 | -135.2228 | 0.95 | 0.94814 | 0.9446 | 0.95 | 0.94276 | 0.93909 | 0.00037951 | -120.3111 | 119.9424 | 0.0005523 | -120.5099 | 120.1288
Line3_1_5 | 0 | 0 | 0 | 0 | 0 | 0 | 0 | 0 | 0 | 0 | 0 | 0 | -7.058e-15 | -1.2833e-11 | -3.7412e-11 | 7.058e-15 | 1.2833e-11 | 3.7412e-11 | -4.3838e-14 | 3.587e-11 | 6.6152e-12 | 4.3836e-14 | -3.587e-11 | -6.6152e-12 | 0 | 0 | 0 | 0 | 0 | 0 | 0.95 | 0.94814 | 0.9446 | 0.95 | 0.94814 | 0.9446 | 0.00037951 | -120.3111 | 119.9424 | 0.00037951 | -120.3111 | 119.9424
Line4_2_6 | 1.5313e-05 | 9.0441e-05 | 7.6503e-05 | 1.5313e-05 | 9.0441e-05 | 7.6503e-05 | 3.5364e-06 | 2.0886e-05 | 1.7668e-05 | 3.5364e-06 | 2.0886e-05 | 1.7668e-05 | -3.0529e-06 | -1.9324e-05 | -6.1104e-06 | 3.0529e-06 | 1.9324e-05 | 6.1105e-06 | 1.4024e-06 | -4.3334e-06 | -1.553e-05 | -1.4024e-06 | 4.3336e-06 | 1.553e-05 | -155.3261 | 47.0495 | -128.5804 | 24.6739 | -132.9505 | 51.4196 | 0.95 | 0.94815 | 0.94461 | 0.95 | 0.94816 | 0.94462 | 0.00048425 | -120.3108 | 119.9422 | 0.00058898 | -120.3104 | 119.942
Line5_6_7 | 1.5313e-05 | 9.0441e-05 | 7.6503e-05 | 1.5313e-05 | 9.0441e-05 | 7.6503e-05 | 3.5364e-06 | 2.0886e-05 | 1.7668e-05 | 3.5364e-06 | 2.0886e-05 | 1.7668e-05 | -3.0529e-06 | -1.9324e-05 | -6.1105e-06 | 3.0529e-06 | 1.9324e-05 | 6.1106e-06 | 1.4024e-06 | -4.3336e-06 | -1.553e-05 | -1.4024e-06 | 4.3337e-06 | 1.553e-05 | -155.3261 | 47.0495 | -128.5805 | 24.6739 | -132.9505 | 51.4195 | 0.95 | 0.94816 | 0.94462 | 0.95 | 0.94817 | 0.94462 | 0.00058898 | -120.3104 | 119.942 | 0.00069371 | -120.3101 | 119.9418
Line6_7_8 | 0 | 0 | 0 | 0 | 0 | 0 | 0 | 0 | 0 | 0 | 0 | 0 | 8.3286e-15 | -1.8967e-11 | -5.5854e-11 | -8.3286e-15 | 1.8967e-11 | 5.5854e-11 | -1.202e-13 | 5.3619e-11 | 1.0033e-11 | 1.202e-13 | -5.3619e-11 | -1.0033e-11 | 0 | 0 | 0 | 0 | 0 | 0 | 0.95 | 0.94817 | 0.94462 | 0.95 | 0.94817 | 0.94462 | 0.00069371 | -120.3101 | 119.9418 | 0.00069371 | -120.3101 | 119.9418
Line7_8_9 | 0 | 0 | 0 | 0 | 0 | 0 | 0 | 0 | 0 | 0 | 0 | 0 | 2.7762e-15 | -6.3225e-12 | -1.8618e-11 | -2.7762e-15 | 6.3225e-12 | 1.8618e-11 | -4.0066e-14 | 1.7873e-11 | 3.3442e-12 | 4.0066e-14 | -1.7873e-11 | -3.3442e-12 | 0 | 0 | 0 | 0 | 0 | 0 | 0.95 | 0.94817 | 0.94462 | 0.95 | 0.94817 | 0.94462 | 0.00069371 | -120.3101 | 119.9418 | 0.00069371 | -120.3101 | 119.9418
Line8_8_10 | 0 | 0 | 0 | 0 | 0 | 0 | 0 | 0 | 0 | 0 | 0 | 0 | 2.7755e-15 | -6.3225e-12 | -1.8618e-11 | -2.7755e-15 | 6.3225e-12 | 1.8618e-11 | -4.0066e-14 | 1.7873e-11 | 3.3442e-12 | 4.0066e-14 | -1.7873e-11 | -3.3442e-12 | 0 | 0 | 0 | 0 | 0 | 0 | 0.95 | 0.94817 | 0.94462 | 0.95 | 0.94817 | 0.94462 | 0.00069371 | -120.3101 | 119.9418 | 0.00069371 | -120.3101 | 119.9418
Line9_3_11 | 1.5221e-05 | 9.0156e-05 | 7.6288e-05 | 1.5221e-05 | 9.0156e-05 | 7.6288e-05 | 3.5152e-06 | 2.0821e-05 | 1.7618e-05 | 3.5152e-06 | 2.0821e-05 | 1.7618e-05 | -3.0287e-06 | -1.9272e-05 | -6.1189e-06 | 3.0287e-06 | 1.9273e-05 | 6.119e-06 | 1.4067e-06 | -4.2763e-06 | -1.5476e-05 | -1.4067e-06 | 4.2765e-06 | 1.5477e-05 | -155.0872 | 47.1787 | -128.4856 | 24.9128 | -132.8213 | 51.5144 | 0.95 | 0.94815 | 0.94461 | 0.95 | 0.94816 | 0.94462 | 0.00048377 | -120.3108 | 119.9422 | 0.00058802 | -120.3104 | 119.942

## LL_min_fault_10
name | pf_ikss_a_from_ka | pf_ikss_b_from_ka | pf_ikss_c_from_ka | pf_ikss_a_to_ka | pf_ikss_b_to_ka | pf_ikss_c_to_ka | pf_skss_a_from_mw | pf_skss_b_from_mw | pf_skss_c_from_mw | pf_skss_a_to_mw | pf_skss_b_to_mw | pf_skss_c_to_mw | pf_p_a_from_mw | pf_p_b_from_mw | pf_p_c_from_mw | pf_p_a_to_mw | pf_p_b_to_mw | pf_p_c_to_mw | pf_q_a_from_mvar | pf_q_b_from_mvar | pf_q_c_from_mvar | pf_q_a_to_mvar | pf_q_b_to_mvar | pf_q_c_to_mvar | pf_ikss_a_from_degree | pf_ikss_b_from_degree | pf_ikss_c_from_degree | pf_ikss_a_to_degree | pf_ikss_b_to_degree | pf_ikss_c_to_degree | pf_vm_a_from_pu | pf_vm_b_from_pu | pf_vm_c_from_pu | pf_vm_a_to_pu | pf_vm_b_to_pu | pf_vm_c_to_pu | pf_va_a_from_degree | pf_va_b_from_degree | pf_va_c_from_degree | pf_va_a_to_degree | pf_va_b_to_degree | pf_va_c_to_degree
Line0_1_2 | 1.4507e-05 | 8.5681e-05 | 7.2477e-05 | 1.4507e-05 | 8.5681e-05 | 7.2477e-05 | 3.3503e-06 | 1.9787e-05 | 1.6738e-05 | 3.3503e-06 | 1.9787e-05 | 1.6738e-05 | -2.74e-06 | -1.7343e-05 | -5.4841e-06 | 2.74e-06 | 1.7343e-05 | 5.4842e-06 | 1.2587e-06 | -3.8891e-06 | -1.3938e-05 | -1.2587e-06 | 3.8892e-06 | 1.3938e-05 | -155.3261 | 47.0496 | -128.5804 | 24.6739 | -132.9504 | 51.4196 | 0.9 | 0.89824 | 0.89488 | 0.9 | 0.89825 | 0.89489 | 0.00037951 | -120.3111 | 119.9424 | 0.00048425 | -120.3108 | 119.9422
Line10_11_12 | 1.442e-05 | 8.5411e-05 | 7.2273e-05 | 1.442e-05 | 8.5411e-05 | 7.2273e-05 | 3.3302e-06 | 1.9725e-05 | 1.6691e-05 | 3.3302e-06 | 1.9725e-05 | 1.6691e-05 | -2.7183e-06 | -1.7297e-05 | -5.4918e-06 | 2.7183e-06 | 1.7297e-05 | 5.4919e-06 | 1.2625e-06 | -3.8382e-06 | -1.389e-05 | -1.2625e-06 | 3.8383e-06 | 1.389e-05 | -155.0872 | 47.1786 | -128.4856 | 24.9128 | -132.8214 | 51.5144 | 0.9 | 0.89826 | 0.8949 | 0.9 | 0.89826 | 0.89491 | 0.00058802 | -120.3104 | 119.942 | 0.00069228 | -120.3101 | 119.9418
Line11_12_13 | 1.442e-05 | 8.5411e-05 | 7.2273e-05 | 1.442e-05 | 8.5411e-05 | 7.2273e-05 | 3.3302e-06 | 1.9725e-05 | 1.6691e-05 | 3.3302e-06 | 1.9725e-05 | 1.6691e-05 | -2.7183e-06 | -1.7297e-05 | -5.4919e-06 | 2.7183e-06 | 1.7298e-05 | 5.492e-06 | 1.2625e-06 | -3.8383e-06 | -1.389e-05 | -1.2625e-06 | 3.8385e-06 | 1.389e-05 | -155.0872 | 47.1786 | -128.4857 | 24.9128 | -132.8214 | 51.5143 | 0.9 | 0.89826 | 0.89491 | 0.9 | 0.89827 | 0.89492 | 0.00069228 | -120.3101 | 119.9418 | 0.00079653 | -120.3097 | 119.9416
Line12_13_15 | 0 | 0 | 0 | 0 | 0 | 0 | 0 | 0 | 0 | 0 | 0 | 0 | 1.2727e-14 | -1.6941e-11 | -5.0052e-11 | -1.2727e-14 | 1.6941e-11 | 5.0052e-11 | -1.2387e-13 | 4.8067e-11 | 9.0362e-12 | 1.2387e-13 | -4.8067e-11 | -9.0362e-12 | 0 | 0 | 0 | 0 | 0 | 0 | 0.9 | 0.89827 | 0.89492 | 0.9 | 0.89827 | 0.89492 | 0.00079653 | -120.3097 | 119.9416 | 0.00079653 | -120.3097 | 119.9416
Line13_13_14 | 1.442e-05 | 8.5411e-05 | 7.2273e-05 | 1.442e-05 | 8.5411e-05 | 7.2273e-05 | 3.3302e-06 | 1.9725e-05 | 1.6691e-05 | 3.3302e-06 | 1.9725e-05 | 1.6691e-05 | -2.7183e-06 | -1.7298e-05 | -5.4919e-06 | 2.7183e-06 | 1.7298e-05 | 5.492e-06 | 1.2625e-06 | -3.8385e-06 | -1.3891e-05 | -1.2625e-06 | 3.8387e-06 | 1.3891e-05 | -155.0872 | 47.1784 | -128.4859 | 24.9128 | -132.8216 | 51.5141 | 0.9 | 0.89827 | 0.89492 | 0.9 | 0.89828 | 0.89492 | 0.00079653 | -120.3097 | 119.9416 | 0.00090079 | -120.3093 | 119.9414
Line14_15_16 | 0 | 0 | 0 | 0 | 0 | 0 | 0 | 0 | 0 | 0 | 0 | 0 | 8.4851e-15 | -1.1294e-11 | -3.3368e-11 | -8.485e-15 | 1.1294e-11 | 3.3368e-11 | -8.2578e-14 | 3.2045e-11 | 6.0241e-12 | 8.2579e-14 | -3.2045e-11 | -6.0241e-12 | 0 | 0 | 0 | 0 | 0 | 0 | 0.9 | 0.89827 | 0.89492 | 0.9 | 0.89827 | 0.89492 | 0.00079653 | -120.3097 | 119.9416 | 0.00079653 | -120.3097 | 119.9416
Line15_16_17 | 0 | 0 | 0 | 0 | 0 | 0 | 0 | 0 | 0 | 0 | 0 | 0 | 4.242e-15 | -5.6469e-12 | -1.6684e-11 | -4.2419e-15 | 5.6469e-12 | 1.6684e-11 | -4.1289e-14 | 1.6022e-11 | 3.0121e-12 | 4.1289e-14 | -1.6022e-11 | -3.0121e-12 | 0 | 0 | 0 | 0 | 0 | 0 | 0.9 | 0.89827 | 0.89492 | 0.9 | 0.89827 | 0.89492 | 0.00079653 | -120.3097 | 119.9416 | 0.00079653 | -120.3097 | 119.9416
Line16_4_18 | 0 | 0.049871 | 0.049871 | 0 | 0.049871 | 0.049871 | 0 | 0.011517 | 0.011517 | 0 | 0.011517 | 0.011517 | 4.4759e-15 | 0.0099474 | 0.0025839 | -4.4759e-15 | -0.0098997 | -0.0025362 | -2.8628e-14 | 0.0026199 | 0.0099154 | 2.8628e-14 | -0.0025701 | -0.0098657 | 0 | -135.265 | 44.735 | 0 | 44.735 | -135.265 | 0.9 | 0.89314 | 0.88967 | 0.9 | 0.88804 | 0.88445 | 0.0005523 | -120.5099 | 120.1288 | 0.0005523 | -120.7112 | 120.3181
Line17_5_19 | 0 | 0 | 0 | 0 | 0 | 0 | 0 | 0 | 0 | 0 | 0 | 0 | -3.1673e-15 | -5.7587e-12 | -1.6789e-11 | 3.1672e-15 | 5.7587e-12 | 1.6789e-11 | -1.9672e-14 | 1.6097e-11 | 2.9686e-12 | 1.9672e-14 | -1.6097e-11 | -2.9686e-12 | 0 | 0 | 0 | 0 | 0 | 0 | 0.9 | 0.89824 | 0.89488 | 0.9 | 0.89824 | 0.89488 | 0.00037951 | -120.3111 | 119.9424 | 0.00037951 | -120.3111 | 119.9424
Line1_1_3 | 1.442e-05 | 8.5411e-05 | 7.2273e-05 | 1.442e-05 | 8.5411e-05 | 7.2273e-05 | 3.3302e-06 | 1.9725e-05 | 1.6691e-05 | 3.3302e-06 | 1.9725e-05 | 1.6691e-05 | -2.7183e-06 | -1.7297e-05 | -5.4916e-06 | 2.7183e-06 | 1.7297e-05 | 5.4917e-06 | 1.2625e-06 | -3.8378e-06 | -1.389e-05 | -1.2625e-06 | 3.838e-06 | 1.389e-05 | -155.0872 | 47.1788 | -128.4855 | 24.9128 | -132.8212 | 51.5145 | 0.9 | 0.89824 | 0.89488 | 0.9 | 0.89825 | 0.89489 | 0.00037951 | -120.3111 | 119.9424 | 0.00048377 | -120.3108 | 119.9422
Line2_1_4 | 2.9717e-05 | 0.049706 | 0.049729 | 2.9717e-05 | 0.049706 | 0.049729 | 6.8628e-06 | 0.011479 | 0.011484 | 6.8628e-06 | 0.011479 | 0.011484 | -6.1658e-06 | 0.0099649 | 0.0026313 | 6.1659e-06 | -0.0099174 | -0.0025838 | 3.6241e-07 | 0.0026494 | 0.0099346 | -3.6239e-07 | -0.0026 | -0.0098851 | -176.6358 | -135.2002 | 44.7772 | 3.3642 | 44.7998 | -135.2228 | 0.9 | 0.89824 | 0.89488 | 0.9 | 0.89314 | 0.88967 | 0.00037951 | -120.3111 | 119.9424 | 0.0005523 | -120.5099 | 120.1288
Line3_1_5 | 0 | 0 | 0 | 0 | 0 | 0 | 0 | 0 | 0 | 0 | 0 | 0 | -6.3339e-15 | -1.1517e-11 | -3.3577e-11 | 6.3337e-15 | 1.1517e-11 | 3.3577e-11 | -3.9345e-14 | 3.2194e-11 | 5.9372e-12 | 3.9344e-14 | -3.2194e-11 | -5.9372e-12 | 0 | 0 | 0 | 0 | 0 | 0 | 0.9 | 0.89824 | 0.89488 | 0.9 | 0.89824 | 0.89488 | 0.00037951 | -120.3111 | 119.9424 | 0.00037951 | -120.3111 | 119.9424
Line4_2_6 | 1.4507e-05 | 8.5681e-05 | 7.2477e-05 | 1.4507e-05 | 8.5681e-05 | 7.2477e-05 | 3.3503e-06 | 1.9787e-05 | 1.6738e-05 | 3.3503e-06 | 1.9787e-05 | 1.6738e-05 | -2.74e-06 | -1.7343e-05 | -5.4841e-06 | 2.74e-06 | 1.7343e-05 | 5.4842e-06 | 1.2587e-06 | -3.8892e-06 | -1.3938e-05 | -1.2587e-06 | 3.8894e-06 | 1.3939e-05 | -155.3261 | 47.0495 | -128.5804 | 24.6739 | -132.9505 | 51.4196 | 0.9 | 0.89825 | 0.89489 | 0.9 | 0.89826 | 0.8949 | 0.00048425 | -120.3108 | 119.9422 | 0.00058898 | -120.3104 | 119.942
Line5_6_7 | 1.4507e-05 | 8.5681e-05 | 7.2477e-05 | 1.4507e-05 | 8.5681e-05 | 7.2477e-05 | 3.3503e-06 | 1.9787e-05 | 1.6738e-05 | 3.3503e-06 | 1.9787e-05 | 1.6738e-05 | -2.74e-06 | -1.7343e-05 | -5.4842e-06 | 2.74e-06 | 1.7343e-05 | 5.4843e-06 | 1.2587e-06 | -3.8894e-06 | -1.3939e-05 | -1.2587e-06 | 3.8896e-06 | 1.3939e-05 | -155.3261 | 47.0495 | -128.5805 | 24.6739 | -132.9505 | 51.4195 | 0.9 | 0.89826 | 0.8949 | 0.9 | 0.89826 | 0.89491 | 0.00058898 | -120.3104 | 119.942 | 0.00069371 | -120.3101 | 119.9418
Line6_7_8 | 0 | 0 | 0 | 0 | 0 | 0 | 0 | 0 | 0 | 0 | 0 | 0 | 7.475e-15 | -1.7023e-11 | -5.013e-11 | -7.475e-15 | 1.7023e-11 | 5.013e-11 | -1.0788e-13 | 4.8123e-11 | 9.0043e-12 | 1.0788e-13 | -4.8123e-11 | -9.0043e-12 | 0 | 0 | 0 | 0 | 0 | 0 | 0.9 | 0.89826 | 0.89491 | 0.9 | 0.89826 | 0.89491 | 0.00069371 | -120.3101 | 119.9418 | 0.00069371 | -120.3101 | 119.9418
Line7_8_9 | 0 | 0 | 0 | 0 | 0 | 0 | 0 | 0 | 0 | 0 | 0 | 0 | 2.4919e-15 | -5.6745e-12 | -1.671e-11 | -2.4916e-15 | 5.6745e-12 | 1.671e-11 | -3.5958e-14 | 1.6041e-11 | 3.0014e-12 | 3.5959e-14 | -1.6041e-11 | -3.0014e-12 | 0 | 0 | 0 | 0 | 0 | 0 | 0.9 | 0.89826 | 0.89491 | 0.9 | 0.89826 | 0.89491 | 0.00069371 | -120.3101 | 119.9418 | 0.00069371 | -120.3101 | 119.9418
Line8_8_10 | 0 | 0 | 0 | 0 | 0 | 0 | 0 | 0 | 0 | 0 | 0 | 0 | 2.4912e-15 | -5.6745e-12 | -1.671e-11 | -2.4914e-15 | 5.6745e-12 | 1.671e-11 | -3.5959e-14 | 1.6041e-11 | 3.0014e-12 | 3.5959e-14 | -1.6041e-11 | -3.0014e-12 | 0 | 0 | 0 | 0 | 0 | 0 | 0.9 | 0.89826 | 0.89491 | 0.9 | 0.89826 | 0.89491 | 0.00069371 | -120.3101 | 119.9418 | 0.00069371 | -120.3101 | 119.9418
Line9_3_11 | 1.442e-05 | 8.5411e-05 | 7.2273e-05 | 1.442e-05 | 8.5411e-05 | 7.2273e-05 | 3.3302e-06 | 1.9725e-05 | 1.6691e-05 | 3.3302e-06 | 1.9725e-05 | 1.6691e-05 | -2.7183e-06 | -1.7297e-05 | -5.4917e-06 | 2.7183e-06 | 1.7297e-05 | 5.4918e-06 | 1.2625e-06 | -3.838e-06 | -1.389e-05 | -1.2625e-06 | 3.8382e-06 | 1.389e-05 | -155.0872 | 47.1787 | -128.4856 | 24.9128 | -132.8213 | 51.5144 | 0.9 | 0.89825 | 0.89489 | 0.9 | 0.89826 | 0.8949 | 0.00048377 | -120.3108 | 119.9422 | 0.00058802 | -120.3104 | 119.942

## LG_max_6
name | pf_ikss_a_from_ka | pf_ikss_b_from_ka | pf_ikss_c_from_ka | pf_ikss_a_to_ka | pf_ikss_b_to_ka | pf_ikss_c_to_ka | pf_skss_a_from_mw | pf_skss_b_from_mw | pf_skss_c_from_mw | pf_skss_a_to_mw | pf_skss_b_to_mw | pf_skss_c_to_mw | pf_p_a_from_mw | pf_p_b_from_mw | pf_p_c_from_mw | pf_p_a_to_mw | pf_p_b_to_mw | pf_p_c_to_mw | pf_q_a_from_mvar | pf_q_b_from_mvar | pf_q_c_from_mvar | pf_q_a_to_mvar | pf_q_b_to_mvar | pf_q_c_to_mvar | pf_ikss_a_from_degree | pf_ikss_b_from_degree | pf_ikss_c_from_degree | pf_ikss_a_to_degree | pf_ikss_b_to_degree | pf_ikss_c_to_degree | 3xI0 | pf_vm_a_from_pu | pf_vm_b_from_pu | pf_vm_c_from_pu | pf_vm_a_to_pu | pf_vm_b_to_pu | pf_vm_c_to_pu | pf_va_a_from_degree | pf_va_b_from_degree | pf_va_c_from_degree | pf_va_a_to_degree | pf_va_b_to_degree | pf_va_c_to_degree
Line0_1_2 | 0.64289 | 0.28486 | 0.31549 | 0.64289 | 0.28486 | 0.31549 | 0.14847 | 0.065785 | 0.07286 | 0.14847 | 0.065785 | 0.07286 | -0.03676 | -0.068127 | 0.086045 | 0.039667 | 0.068781 | -0.086092 | -0.073994 | 0.047505 | 0.0063474 | 0.079643 | -0.047153 | -0.0053186 | 105.2134 | 87.1789 | 127.4187 | -74.7866 | -92.8211 | -52.5813 |  | 0.5565 | 1.2625 | 1.1842 | 0.59928 | 1.2677 | 1.1839 | -11.2044 | -127.7092 | 131.6376 | -11.2628 | -127.2538 | 130.9538
Line10_11_12 | 0.57857 | 0.25313 | 0.29135 | 0.57857 | 0.25313 | 0.29135 | 0.13362 | 0.058459 | 0.067285 | 0.13362 | 0.058459 | 0.067285 | -0.039747 | -0.059101 | 0.079634 | 0.042117 | 0.059598 | -0.079649 | -0.074709 | 0.044983 | 0.001689 | 0.079263 | -0.044721 | -0.00080237 | 106.8823 | 90.3573 | 129.1472 | -73.1177 | -89.6427 | -50.8528 |  | 0.63334 | 1.2705 | 1.1838 | 0.67176 | 1.2746 | 1.1838 | -11.1319 | -126.9183 | 130.3623 | -11.1018 | -126.5266 | 129.7244
Line11_12_13 | 0.57857 | 0.25313 | 0.29135 | 0.57857 | 0.25314 | 0.29135 | 0.13362 | 0.058459 | 0.067285 | 0.13362 | 0.058459 | 0.067285 | -0.042117 | -0.059598 | 0.079649 | 0.044486 | 0.060095 | -0.079664 | -0.079263 | 0.044721 | 0.00080238 | 0.083817 | -0.044459 | 8.423e-05 | 106.8823 | 90.3573 | 129.1472 | -73.1177 | -89.6427 | -50.8528 |  | 0.67176 | 1.2746 | 1.1838 | 0.71017 | 1.2787 | 1.184 | -11.1018 | -126.5266 | 129.7244 | -11.0751 | -126.1374 | 129.0866
Line12_13_15 | 0 | 0 | 0 | 0 | 0 | 0 | 0 | 0 | 0 | 0 | 0 | 0 | 2.1287e-08 | 5.7027e-08 | -7.5598e-08 | -1.3358e-08 | -3.9119e-08 | 4.976e-08 | 4.5639e-08 | -7.0832e-08 | -3.316e-08 | -3.0951e-08 | 4.6695e-08 | 2.2826e-08 | 0 | 0 | 0 | 0 | 0 | 0 |  | 0.71017 | 1.2787 | 1.184 | 0.71017 | 1.2787 | 1.184 | -11.0751 | -126.1374 | 129.0866 | -11.0751 | -126.1374 | 129.0866
Line13_13_14 | 0.57858 | 0.25314 | 0.29135 | 0.57858 | 0.25314 | 0.29135 | 0.13362 | 0.058459 | 0.067285 | 0.13362 | 0.058459 | 0.067285 | -0.044486 | -0.060095 | 0.079664 | 0.046856 | 0.060592 | -0.07968 | -0.083817 | 0.044459 | -8.4196e-05 | 0.088371 | -0.044198 | 0.0009708 | 106.8823 | 90.3573 | 129.1472 | -73.1177 | -89.6427 | -50.8528 |  | 0.71017 | 1.2787 | 1.184 | 0.74859 | 1.2829 | 1.1843 | -11.0751 | -126.1374 | 129.0866 | -11.051 | -125.7507 | 128.4491
Line14_15_16 | 0 | 0 | 0 | 0 | 0 | 0 | 0 | 0 | 0 | 0 | 0 | 0 | 1.4192e-08 | 3.8018e-08 | -5.0399e-08 | -6.2618e-09 | -2.011e-08 | 2.4561e-08 | 3.0426e-08 | -4.7221e-08 | -2.2107e-08 | -1.5738e-08 | 2.3084e-08 | 1.1773e-08 | 0 | 0 | 0 | 0 | 0 | 0 |  | 0.71017 | 1.2787 | 1.184 | 0.71017 | 1.2787 | 1.184 | -11.0751 | -126.1374 | 129.0866 | -11.0751 | -126.1374 | 129.0866
Line15_16_17 | 0 | 0 | 0 | 0 | 0 | 0 | 0 | 0 | 0 | 0 | 0 | 0 | 7.0958e-09 | 1.9009e-08 | -2.5199e-08 | 8.3398e-10 | -1.1007e-09 | -6.3883e-10 | 1.5213e-08 | -2.3611e-08 | -1.1053e-08 | -5.2522e-10 | -5.2634e-10 | 7.1988e-10 | 0 | 0 | 0 | 0 | 0 | 0 |  | 0.71017 | 1.2787 | 1.184 | 0.71017 | 1.2787 | 1.184 | -11.0751 | -126.1374 | 129.0866 | -11.0751 | -126.1374 | 129.0866
Line16_4_18 | 3.8678 | 0 | 0 | 3.8678 | 0 | 0 | 0.89323 | 0 | 0 | 0.89323 | 0 | 0 | 0.12467 | 3.1954e-08 | -3.3532e-08 | -1.8809e-14 | -7.7909e-10 | -2.1098e-10 | 0.24933 | -2.9194e-08 | -2.046e-08 | 7.9671e-14 | -1.5219e-10 | 5.2664e-10 | -75.1576 | 0 | 0 | 104.8424 | 0 | 0 |  | 0.31208 | 1.246 | 1.1421 | 0 | 1.2232 | 1.0943 | -11.7227 | -124.5477 | 129.2392 | 0 | -121.8519 | 127.1805
Line17_5_19 | 0 | 0 | 0 | 0 | 0 | 0 | 0 | 0 | 0 | 0 | 0 | 0 | 5.4763e-09 | 2.45e-08 | -2.9239e-08 | 9.6615e-10 | -1.0278e-09 | -6.7635e-10 | 1.519e-08 | -2.7386e-08 | -1.7695e-08 | -4.1631e-10 | -6.5204e-10 | 9.1967e-10 | 0 | 0 | 0 | 0 | 0 | 0 |  | 0.5565 | 1.2625 | 1.1842 | 0.5565 | 1.2625 | 1.1842 | -11.2044 | -127.7092 | 131.6376 | -11.2044 | -127.7092 | 131.6376
Line1_1_3 | 0.57857 | 0.25313 | 0.29135 | 0.57857 | 0.25313 | 0.29135 | 0.13362 | 0.058459 | 0.067285 | 0.13362 | 0.058459 | 0.067285 | -0.035008 | -0.058107 | 0.079603 | 0.037377 | 0.058604 | -0.079618 | -0.0656 | 0.045507 | 0.0034622 | 0.070154 | -0.045245 | -0.0025756 | 106.8823 | 90.3573 | 129.1472 | -73.1177 | -89.6427 | -50.8528 |  | 0.5565 | 1.2625 | 1.1842 | 0.59492 | 1.2665 | 1.1839 | -11.2044 | -127.7092 | 131.6376 | -11.1658 | -127.3125 | 131.0001
Line2_1_4 | 2.9088 | 0.37374 | 0.28948 | 2.9088 | 0.37374 | 0.28948 | 0.67175 | 0.086312 | 0.066853 | 0.67175 | 0.086312 | 0.066853 | 0.17247 | -0.097021 | 0.07893 | -0.098398 | 0.098308 | -0.076306 | 0.33166 | 0.049615 | 0.0061185 | -0.18511 | -0.043612 | -0.0027102 | -73.7295 | 79.3755 | 127.2051 | 106.2706 | -100.6245 | -52.7949 |  | 0.5565 | 1.2625 | 1.1842 | 0.31208 | 1.246 | 1.1421 | -11.2044 | -127.7092 | 131.6376 | -11.7227 | -124.5477 | 129.2392
Line3_1_5 | 0 | 0 | 0 | 0 | 0 | 0 | 0 | 0 | 0 | 0 | 0 | 0 | 1.0953e-08 | 4.9e-08 | -5.8477e-08 | -4.5101e-09 | -2.5528e-08 | 2.8562e-08 | 3.0381e-08 | -5.4772e-08 | -3.5389e-08 | -1.5607e-08 | 2.6734e-08 | 1.8614e-08 | 0 | 0 | 0 | 0 | 0 | 0 |  | 0.5565 | 1.2625 | 1.1842 | 0.5565 | 1.2625 | 1.1842 | -11.2044 | -127.7092 | 131.6376 | -11.2044 | -127.7092 | 131.6376
Line4_2_6 | 0.64289 | 0.28486 | 0.31549 | 0.64289 | 0.28486 | 0.31549 | 0.14847 | 0.065785 | 0.07286 | 0.14847 | 0.065785 | 0.07286 | -0.039667 | -0.068781 | 0.086092 | 0.042575 | 0.069435 | -0.086139 | -0.079643 | 0.047153 | 0.0053186 | 0.085292 | -0.046801 | -0.0042898 | 105.2134 | 87.1789 | 127.4187 | -74.7866 | -92.8211 | -52.5813 |  | 0.59928 | 1.2677 | 1.1839 | 0.64207 | 1.2729 | 1.1837 | -11.2628 | -127.2538 | 130.9538 | -11.3135 | -126.802 | 130.2697
Line5_6_7 | 0.64289 | 0.28486 | 0.31549 | 0.64289 | 0.28486 | 0.31549 | 0.14847 | 0.065785 | 0.07286 | 0.14847 | 0.065785 | 0.07286 | -0.042575 | -0.069435 | 0.086139 | 0.045482 | 0.07009 | -0.086186 | -0.085292 | 0.046801 | 0.0042898 | 0.09094 | -0.046449 | -0.003261 | 105.2134 | 87.1789 | 127.4187 | -74.7866 | -92.8211 | -52.5813 |  | 0.64207 | 1.2729 | 1.1837 | 0.68486 | 1.2782 | 1.1838 | -11.3135 | -126.802 | 130.2697 | -11.3578 | -126.354 | 129.5855
Line6_7_8 | 0 | 0 | 0 | 0 | 0 | 0 | 0 | 0 | 0 | 0 | 0 | 0 | 2.1076e-08 | 5.9791e-08 | -7.8231e-08 | -1.3185e-08 | -4.096e-08 | 5.151e-08 | 4.5992e-08 | -7.3449e-08 | -3.6135e-08 | -3.118e-08 | 4.8421e-08 | 2.4849e-08 | 0 | 0 | 0 | 0 | 0 | 0 |  | 0.68486 | 1.2782 | 1.1838 | 0.68486 | 1.2782 | 1.1838 | -11.3578 | -126.354 | 129.5855 | -11.3578 | -126.354 | 129.5855
Line7_8_9 | 0 | 0 | 0 | 0 | 0 | 0 | 0 | 0 | 0 | 0 | 0 | 0 | 7.0252e-09 | 1.993e-08 | -2.6077e-08 | 8.6529e-10 | -1.0996e-09 | -6.4417e-10 | 1.5331e-08 | -2.4483e-08 | -1.2045e-08 | -5.1926e-10 | -5.446e-10 | 7.589e-10 | 0 | 0 | 0 | 0 | 0 | 0 |  | 0.68486 | 1.2782 | 1.1838 | 0.68486 | 1.2782 | 1.1838 | -11.3578 | -126.354 | 129.5855 | -11.3578 | -126.354 | 129.5855
Line8_8_10 | 0 | 0 | 0 | 0 | 0 | 0 | 0 | 0 | 0 | 0 | 0 | 0 | 7.0252e-09 | 1.993e-08 | -2.6077e-08 | 8.6529e-10 | -1.0996e-09 | -6.4417e-10 | 1.5331e-08 | -2.4483e-08 | -1.2045e-08 | -5.1926e-10 | -5.446e-10 | 7.589e-10 | 0 | 0 | 0 | 0 | 0 | 0 |  | 0.68486 | 1.2782 | 1.1838 | 0.68486 | 1.2782 | 1.1838 | -11.3578 | -126.354 | 129.5855 | -11.3578 | -126.354 | 129.5855
Line9_3_11 | 0.57857 | 0.25313 | 0.29135 | 0.57857 | 0.25313 | 0.29135 | 0.13362 | 0.058459 | 0.067285 | 0.13362 | 0.058459 | 0.067285 | -0.037377 | -0.058604 | 0.079618 | 0.039747 | 0.059101 | -0.079634 | -0.070154 | 0.045245 | 0.0025756 | 0.074709 | -0.044983 | -0.001689 | 106.8823 | 90.3573 | 129.1472 | -73.1177 | -89.6427 | -50.8528 |  | 0.59492 | 1.2665 | 1.1839 | 0.63334 | 1.2705 | 1.1838 | -11.1658 | -127.3125 | 131.0001 | -11.1319 | -126.9183 | 130.3623

## LG_max_10
name | pf_ikss_a_from_ka | pf_ikss_b_from_ka | pf_ikss_c_from_ka | pf_ikss_a_to_ka | pf_ikss_b_to_ka | pf_ikss_c_to_ka | pf_skss_a_from_mw | pf_skss_b_from_mw | pf_skss_c_from_mw | pf_skss_a_to_mw | pf_skss_b_to_mw | pf_skss_c_to_mw | pf_p_a_from_mw | pf_p_b_from_mw | pf_p_c_from_mw | pf_p_a_to_mw | pf_p_b_to_mw | pf_p_c_to_mw | pf_q_a_from_mvar | pf_q_b_from_mvar | pf_q_c_from_mvar | pf_q_a_to_mvar | pf_q_b_to_mvar | pf_q_c_to_mvar | pf_ikss_a_from_degree | pf_ikss_b_from_degree | pf_ikss_c_from_degree | pf_ikss_a_to_degree | pf_ikss_b_to_degree | pf_ikss_c_to_degree | 3xI0 | pf_vm_a_from_pu | pf_vm_b_from_pu | pf_vm_c_from_pu | pf_vm_a_to_pu | pf_vm_b_to_pu | pf_vm_c_to_pu | pf_va_a_from_degree | pf_va_b_from_degree | pf_va_c_from_degree | pf_va_a_to_degree | pf_va_b_to_degree | pf_va_c_to_degree
Line0_1_2 | 0.6588 | 0.29404 | 0.32247 | 0.6588 | 0.29404 | 0.32247 | 0.15214 | 0.067904 | 0.074472 | 0.15214 | 0.067905 | 0.074472 | -0.038689 | -0.07375 | 0.092241 | 0.041735 | 0.074441 | -0.092289 | -0.077754 | 0.051644 | 0.0081962 | 0.083683 | -0.051261 | -0.0071327 | 104.977 | 87.159 | 126.723 | -75.023 | -92.841 | -53.277 |  | 0.57083 | 1.3259 | 1.2435 | 0.61464 | 1.331 | 1.2429 | -11.4771 | -127.8427 | 131.8008 | -11.5294 | -127.3928 | 131.1424
Line10_11_12 | 0.59528 | 0.26251 | 0.29876 | 0.59528 | 0.26251 | 0.29876 | 0.13747 | 0.060623 | 0.068995 | 0.13747 | 0.060623 | 0.068995 | -0.041941 | -0.064333 | 0.085676 | 0.044443 | 0.064863 | -0.085692 | -0.078875 | 0.048995 | 0.0032203 | 0.083694 | -0.048706 | -0.0022977 | 106.6032 | 90.2353 | 128.4158 | -73.3968 | -89.7647 | -51.5842 |  | 0.64982 | 1.3339 | 1.2427 | 0.68931 | 1.338 | 1.2425 | -11.3983 | -127.0571 | 130.5684 | -11.3657 | -126.6678 | 129.9517
Line11_12_13 | 0.59528 | 0.26251 | 0.29876 | 0.59528 | 0.26251 | 0.29876 | 0.13747 | 0.060623 | 0.068995 | 0.13747 | 0.060623 | 0.068995 | -0.044443 | -0.064863 | 0.085692 | 0.046944 | 0.065393 | -0.085708 | -0.083694 | 0.048706 | 0.0022977 | 0.088514 | -0.048417 | -0.001375 | 106.6032 | 90.2353 | 128.4158 | -73.3968 | -89.7647 | -51.5842 |  | 0.68931 | 1.338 | 1.2425 | 0.72881 | 1.3422 | 1.2424 | -11.3657 | -126.6678 | 129.9517 | -11.3366 | -126.281 | 129.3349
Line12_13_15 | 0 | 0 | 0 | 0 | 0 | 0 | 0 | 0 | 0 | 0 | 0 | 0 | 2.3424e-08 | 6.4686e-08 | -8.5097e-08 | -1.4682e-08 | -4.4349e-08 | 5.6016e-08 | 5.0472e-08 | -7.9873e-08 | -3.8371e-08 | -3.4226e-08 | 5.2656e-08 | 2.6393e-08 | 0 | 0 | 0 | 0 | 0 | 0 |  | 0.72881 | 1.3422 | 1.2424 | 0.72881 | 1.3422 | 1.2424 | -11.3366 | -126.281 | 129.3349 | -11.3366 | -126.281 | 129.3349
Line13_13_14 | 0.59528 | 0.26251 | 0.29876 | 0.59528 | 0.26251 | 0.29876 | 0.13747 | 0.060623 | 0.068995 | 0.13747 | 0.060623 | 0.068995 | -0.046944 | -0.065393 | 0.085708 | 0.049446 | 0.065923 | -0.085724 | -0.088514 | 0.048417 | 0.0013751 | 0.093333 | -0.048128 | -0.00045242 | 106.6032 | 90.2354 | 128.4158 | -73.3968 | -89.7646 | -51.5842 |  | 0.72881 | 1.3422 | 1.2424 | 0.7683 | 1.3464 | 1.2425 | -11.3366 | -126.281 | 129.3349 | -11.3105 | -125.8965 | 128.7181
Line14_15_16 | 0 | 0 | 0 | 0 | 0 | 0 | 0 | 0 | 0 | 0 | 0 | 0 | 1.5616e-08 | 4.3124e-08 | -5.6731e-08 | -6.8735e-09 | -2.2786e-08 | 2.7651e-08 | 3.3648e-08 | -5.3249e-08 | -2.558e-08 | -1.7402e-08 | 2.6032e-08 | 1.3603e-08 | 0 | 0 | 0 | 0 | 0 | 0 |  | 0.72881 | 1.3422 | 1.2424 | 0.72881 | 1.3422 | 1.2424 | -11.3366 | -126.281 | 129.3349 | -11.3366 | -126.281 | 129.3349
Line15_16_17 | 0 | 0 | 0 | 0 | 0 | 0 | 0 | 0 | 0 | 0 | 0 | 0 | 7.8081e-09 | 2.1562e-08 | -2.8366e-08 | 9.3459e-10 | -1.2242e-09 | -7.1505e-10 | 1.6824e-08 | -2.6624e-08 | -1.279e-08 | -5.7783e-10 | -5.9225e-10 | 8.1281e-10 | 0 | 0 | 0 | 0 | 0 | 0 |  | 0.72881 | 1.3422 | 1.2424 | 0.72881 | 1.3422 | 1.2424 | -11.3366 | -126.281 | 129.3349 | -11.3366 | -126.281 | 129.3349
Line16_4_18 | 3.9597 | 0 | 0 | 3.9597 | 0 | 0 | 0.91446 | 0 | 0 | 0.91446 | 0 | 0 | 0.13066 | 3.5558e-08 | -3.724e-08 | 3.2347e-14 | -8.7724e-10 | -2.5175e-10 | 0.26133 | -3.2602e-08 | -2.3037e-08 | -2.8146e-14 | -1.927e-10 | 6.053e-10 | -75.4056 | 0 | 0 | 104.5944 | 0 | 0 |  | 0.3195 | 1.3088 | 1.1996 | 0 | 1.2854 | 1.1503 | -11.9707 | -124.7572 | 129.4805 | 0 | -122.1302 | 127.4966
Line17_5_19 | 0 | 0 | 0 | 0 | 0 | 0 | 0 | 0 | 0 | 0 | 0 | 0 | 6.0234e-09 | 2.7502e-08 | -3.2679e-08 | 1.0615e-09 | -1.1483e-09 | -7.6019e-10 | 1.6633e-08 | -3.07e-08 | -2.004e-08 | -4.5811e-10 | -7.2972e-10 | 1.0257e-09 | 0 | 0 | 0 | 0 | 0 | 0 |  | 0.57083 | 1.3259 | 1.2435 | 0.57083 | 1.3259 | 1.2435 | -11.4771 | -127.8427 | 131.8008 | -11.4771 | -127.8427 | 131.8008
Line1_1_3 | 0.59528 | 0.2625 | 0.29876 | 0.59528 | 0.2625 | 0.29876 | 0.13747 | 0.060623 | 0.068995 | 0.13747 | 0.060623 | 0.068995 | -0.036939 | -0.063273 | 0.085644 | 0.03944 | 0.063803 | -0.08566 | -0.069237 | 0.049573 | 0.0050656 | 0.074056 | -0.049284 | -0.004143 | 106.6032 | 90.2353 | 128.4158 | -73.3968 | -89.7647 | -51.5842 |  | 0.57083 | 1.3259 | 1.2435 | 0.61032 | 1.3299 | 1.243 | -11.4771 | -127.8427 | 131.8008 | -11.4352 | -127.4487 | 131.1848
Line2_1_4 | 2.9913 | 0.38115 | 0.29681 | 2.9913 | 0.38115 | 0.29681 | 0.6908 | 0.088023 | 0.068544 | 0.6908 | 0.088023 | 0.068544 | 0.18167 | -0.10356 | 0.084857 | -0.10337 | 0.10493 | -0.082106 | 0.34999 | 0.053815 | 0.0080015 | -0.19501 | -0.047541 | -0.0043984 | -74.0442 | 79.6158 | 126.4141 | 105.9558 | -100.3842 | -53.5859 |  | 0.57083 | 1.3259 | 1.2435 | 0.3195 | 1.3088 | 1.1996 | -11.4771 | -127.8427 | 131.8008 | -11.9707 | -124.7572 | 129.4805
Line3_1_5 | 0 | 0 | 0 | 0 | 0 | 0 | 0 | 0 | 0 | 0 | 0 | 0 | 1.2047e-08 | 5.5004e-08 | -6.5357e-08 | -4.9618e-09 | -2.865e-08 | 3.1919e-08 | 3.3266e-08 | -6.14e-08 | -4.008e-08 | -1.7091e-08 | 2.997e-08 | 2.1066e-08 | 0 | 0 | 0 | 0 | 0 | 0 |  | 0.57083 | 1.3259 | 1.2435 | 0.57083 | 1.3259 | 1.2435 | -11.4771 | -127.8427 | 131.8008 | -11.4771 | -127.8427 | 131.8008
Line4_2_6 | 0.6588 | 0.29404 | 0.32247 | 0.6588 | 0.29404 | 0.32247 | 0.15214 | 0.067905 | 0.074472 | 0.15214 | 0.067905 | 0.074472 | -0.041735 | -0.074441 | 0.092289 | 0.04478 | 0.075131 | -0.092337 | -0.083683 | 0.051261 | 0.0071327 | 0.089612 | -0.050878 | -0.0060691 | 104.977 | 87.159 | 126.723 | -75.023 | -92.841 | -53.277 |  | 0.61464 | 1.331 | 1.2429 | 0.65844 | 1.3362 | 1.2426 | -11.5294 | -127.3928 | 131.1424 | -11.5747 | -126.9464 | 130.4835
Line5_6_7 | 0.6588 | 0.29404 | 0.32247 | 0.6588 | 0.29404 | 0.32247 | 0.15214 | 0.067905 | 0.074472 | 0.15214 | 0.067905 | 0.074472 | -0.04478 | -0.075131 | 0.092337 | 0.047825 | 0.075821 | -0.092385 | -0.089612 | 0.050878 | 0.0060691 | 0.095541 | -0.050495 | -0.0050055 | 104.977 | 87.159 | 126.723 | -75.023 | -92.8409 | -53.277 |  | 0.65844 | 1.3362 | 1.2426 | 0.70225 | 1.3415 | 1.2423 | -11.5747 | -126.9464 | 130.4835 | -11.6144 | -126.5034 | 129.8243
Line6_7_8 | 0 | 0 | 0 | 0 | 0 | 0 | 0 | 0 | 0 | 0 | 0 | 0 | 2.3135e-08 | 6.7743e-08 | -8.7942e-08 | -1.4457e-08 | -4.6385e-08 | 5.7906e-08 | 5.0764e-08 | -8.2715e-08 | -4.1712e-08 | -3.4413e-08 | 5.453e-08 | 2.8663e-08 | 0 | 0 | 0 | 0 | 0 | 0 |  | 0.70225 | 1.3415 | 1.2423 | 0.70225 | 1.3415 | 1.2423 | -11.6144 | -126.5034 | 129.8243 | -11.6144 | -126.5034 | 129.8243
Line7_8_9 | 0 | 0 | 0 | 0 | 0 | 0 | 0 | 0 | 0 | 0 | 0 | 0 | 7.7118e-09 | 2.2581e-08 | -2.9314e-08 | 9.6618e-10 | -1.2229e-09 | -7.219e-10 | 1.6921e-08 | -2.7572e-08 | -1.3904e-08 | -5.7023e-10 | -6.1285e-10 | 8.5498e-10 | 0 | 0 | 0 | 0 | 0 | 0 |  | 0.70225 | 1.3415 | 1.2423 | 0.70225 | 1.3415 | 1.2423 | -11.6144 | -126.5034 | 129.8243 | -11.6144 | -126.5034 | 129.8243
Line8_8_10 | 0 | 0 | 0 | 0 | 0 | 0 | 0 | 0 | 0 | 0 | 0 | 0 | 7.7118e-09 | 2.2581e-08 | -2.9314e-08 | 9.6618e-10 | -1.2229e-09 | -7.219e-10 | 1.6921e-08 | -2.7572e-08 | -1.3904e-08 | -5.7023e-10 | -6.1285e-10 | 8.5498e-10 | 0 | 0 | 0 | 0 | 0 | 0 |  | 0.70225 | 1.3415 | 1.2423 | 0.70225 | 1.3415 | 1.2423 | -11.6144 | -126.5034 | 129.8243 | -11.6144 | -126.5034 | 129.8243
Line9_3_11 | 0.59528 | 0.2625 | 0.29876 | 0.59528 | 0.26251 | 0.29876 | 0.13747 | 0.060623 | 0.068995 | 0.13747 | 0.060623 | 0.068995 | -0.03944 | -0.063803 | 0.08566 | 0.041941 | 0.064333 | -0.085676 | -0.074056 | 0.049284 | 0.004143 | 0.078875 | -0.048995 | -0.0032203 | 106.6032 | 90.2353 | 128.4158 | -73.3968 | -89.7647 | -51.5842 |  | 0.61032 | 1.3299 | 1.243 | 0.64982 | 1.3339 | 1.2427 | -11.4352 | -127.4487 | 131.1848 | -11.3983 | -127.0571 | 130.5684

## LG_max_fault_6
name | pf_ikss_a_from_ka | pf_ikss_b_from_ka | pf_ikss_c_from_ka | pf_ikss_a_to_ka | pf_ikss_b_to_ka | pf_ikss_c_to_ka | pf_skss_a_from_mw | pf_skss_b_from_mw | pf_skss_c_from_mw | pf_skss_a_to_mw | pf_skss_b_to_mw | pf_skss_c_to_mw | pf_p_a_from_mw | pf_p_b_from_mw | pf_p_c_from_mw | pf_p_a_to_mw | pf_p_b_to_mw | pf_p_c_to_mw | pf_q_a_from_mvar | pf_q_b_from_mvar | pf_q_c_from_mvar | pf_q_a_to_mvar | pf_q_b_to_mvar | pf_q_c_to_mvar | pf_ikss_a_from_degree | pf_ikss_b_from_degree | pf_ikss_c_from_degree | pf_ikss_a_to_degree | pf_ikss_b_to_degree | pf_ikss_c_to_degree | 3xI0 | pf_vm_a_from_pu | pf_vm_b_from_pu | pf_vm_c_from_pu | pf_vm_a_to_pu | pf_vm_b_to_pu | pf_vm_c_to_pu | pf_va_a_from_degree | pf_va_b_from_degree | pf_va_c_from_degree | pf_va_a_to_degree | pf_va_b_to_degree | pf_va_c_to_degree
Line0_1_2 | 0.12283 | 0.11626 | 0.12003 | 0.12283 | 0.11626 | 0.12003 | 0.028366 | 0.026849 | 0.02772 | 0.028366 | 0.026849 | 0.02772 | -0.0026424 | -0.001886 | -0.00086484 | 0.0027946 | 0.0020245 | 0.0010041 | -0.030585 | -0.029155 | -0.03008 | 0.030882 | 0.029429 | 0.030369 | 94.877 | -26.2146 | -148.1189 | -85.123 | 153.7854 | 31.8811 |  | 1.0822 | 1.0882 | 1.0856 | 1.0931 | 1.0987 | 1.0961 | -0.060787 | -119.9158 | 120.2342 | -0.29376 | -120.1499 | 119.9875
Line10_11_12 | 0.10943 | 0.10357 | 0.10713 | 0.10943 | 0.10357 | 0.10713 | 0.025271 | 0.023919 | 0.024741 | 0.025271 | 0.023919 | 0.024741 | -0.0025591 | -0.0017976 | -0.00091198 | 0.0026801 | 0.0019074 | 0.0010228 | -0.027723 | -0.026415 | -0.02731 | 0.027958 | 0.026632 | 0.02754 | 94.7994 | -26.4402 | -148.2929 | -85.2006 | 153.5598 | 31.7071 |  | 1.1017 | 1.1069 | 1.1044 | 1.1114 | 1.1163 | 1.1139 | -0.47477 | -120.3333 | 119.7945 | -0.67633 | -120.5368 | 119.5802
Line11_12_13 | 0.10943 | 0.10357 | 0.10713 | 0.10943 | 0.10357 | 0.10713 | 0.025271 | 0.023919 | 0.024741 | 0.025271 | 0.023919 | 0.024741 | -0.0026801 | -0.0019074 | -0.0010228 | 0.0028011 | 0.0020173 | 0.0011336 | -0.027958 | -0.026632 | -0.02754 | 0.028194 | 0.02685 | 0.02777 | 94.7994 | -26.4402 | -148.2929 | -85.2006 | 153.5598 | 31.7071 |  | 1.1114 | 1.1163 | 1.1139 | 1.1211 | 1.1257 | 1.1234 | -0.67633 | -120.5368 | 119.5802 | -0.87439 | -120.7368 | 119.3695
Line12_13_15 | 0 | 0 | 0 | 0 | 0 | 0 | 0 | 0 | 0 | 0 | 0 | 0 | 1.4201e-09 | 1.0912e-09 | 2.1306e-10 | -1.2396e-09 | -1.0402e-09 | -4.4446e-10 | 6.8401e-10 | -5.4728e-10 | 3.6582e-10 | -5.2188e-10 | 3.0912e-10 | -2.9147e-10 | 0 | 0 | 0 | 0 | 0 | 0 |  | 1.1211 | 1.1257 | 1.1234 | 1.1211 | 1.1257 | 1.1234 | -0.87439 | -120.7368 | 119.3695 | -0.87439 | -120.7368 | 119.3695
Line13_13_14 | 0.10943 | 0.10357 | 0.10713 | 0.10943 | 0.10357 | 0.10713 | 0.025271 | 0.023919 | 0.024741 | 0.025271 | 0.023919 | 0.024741 | -0.0028011 | -0.0020173 | -0.0011336 | 0.002922 | 0.0021271 | 0.0012444 | -0.028194 | -0.02685 | -0.02777 | 0.028429 | 0.027067 | 0.028 | 94.7994 | -26.4402 | -148.2929 | -85.2006 | 153.5598 | 31.7071 |  | 1.1211 | 1.1257 | 1.1234 | 1.1309 | 1.1351 | 1.1328 | -0.87439 | -120.7368 | 119.3695 | -1.069 | -120.9336 | 119.1623
Line14_15_16 | 0 | 0 | 0 | 0 | 0 | 0 | 0 | 0 | 0 | 0 | 0 | 0 | 9.467e-10 | 7.2744e-10 | 1.4204e-10 | -7.6628e-10 | -6.7647e-10 | -3.7344e-10 | 4.5601e-10 | -3.6485e-10 | 2.4388e-10 | -2.9387e-10 | 1.2669e-10 | -1.6953e-10 | 0 | 0 | 0 | 0 | 0 | 0 |  | 1.1211 | 1.1257 | 1.1234 | 1.1211 | 1.1257 | 1.1234 | -0.87439 | -120.7368 | 119.3695 | -0.87439 | -120.7368 | 119.3695
Line15_16_17 | 0 | 0 | 0 | 0 | 0 | 0 | 0 | 0 | 0 | 0 | 0 | 0 | 4.7335e-10 | 3.6372e-10 | 7.102e-11 | -2.9293e-10 | -3.1274e-10 | -3.0242e-10 | 2.28e-10 | -1.8243e-10 | 1.2194e-10 | -6.5869e-11 | -5.5732e-11 | -4.7593e-11 | 0 | 0 | 0 | 0 | 0 | 0 |  | 1.1211 | 1.1257 | 1.1234 | 1.1211 | 1.1257 | 1.1234 | -0.87439 | -120.7368 | 119.3695 | -0.87439 | -120.7368 | 119.3695
Line16_4_18 | 0.035605 | 0 | 0 | 0.035605 | 0 | 0 | 0.0082225 | 0 | 0 | 0.0082225 | 0 | 0 | 0.006349 | 3.2898e-10 | -1.4919e-10 | -0.0063384 | -2.0204e-10 | -1.9404e-10 | 0.0063595 | -3.2486e-10 | 4.7528e-11 | -0.0063384 | 9.687e-13 | 3.9705e-12 | -45.265 | 0 | 0 | 134.735 | 0 | 0 |  | 1.0929 | 1.1005 | 1.0983 | 1.0902 | 1.1001 | 1.0982 | -0.21734 | -120.0069 | 120.0831 | -0.26497 | -119.9869 | 120.0538
Line17_5_19 | 0 | 0 | 0 | 0 | 0 | 0 | 0 | 0 | 0 | 0 | 0 | 0 | 3.2219e-10 | 2.411e-10 | -1.415e-10 | -1.2796e-10 | -1.5224e-10 | -1.4159e-10 | 2.178e-10 | -2.8233e-10 | 4.3159e-11 | -4.4205e-12 | 6.1543e-12 | 1.7086e-11 | 0 | 0 | 0 | 0 | 0 | 0 |  | 1.0822 | 1.0882 | 1.0856 | 1.0822 | 1.0882 | 1.0856 | -0.060787 | -119.9158 | 120.2342 | -0.060787 | -119.9158 | 120.2342
Line1_1_3 | 0.10943 | 0.10357 | 0.10713 | 0.10943 | 0.10357 | 0.10713 | 0.025271 | 0.023919 | 0.024741 | 0.025271 | 0.023919 | 0.024741 | -0.0023172 | -0.0015779 | -0.00069034 | 0.0024382 | 0.0016877 | 0.00080116 | -0.027251 | -0.02598 | -0.026849 | 0.027487 | 0.026197 | 0.02708 | 94.7994 | -26.4402 | -148.2929 | -85.2006 | 153.5598 | 31.7071 |  | 1.0822 | 1.0882 | 1.0856 | 1.0919 | 1.0975 | 1.095 | -0.060787 | -119.9158 | 120.2342 | -0.26962 | -120.1263 | 120.0124
Line2_1_4 | 0.1113 | 0.13196 | 0.13475 | 0.1113 | 0.13196 | 0.13475 | 0.025704 | 0.030475 | 0.031119 | 0.025704 | 0.030475 | 0.031119 | -0.0047292 | -0.010097 | -0.0088905 | 0.0048513 | 0.010263 | 0.0090818 | -0.027413 | -0.031587 | -0.03259 | 0.027669 | 0.03193 | 0.032949 | 99.7274 | -12.1891 | -134.5071 | -80.2726 | 167.8109 | 45.4929 |  | 1.0822 | 1.0882 | 1.0856 | 1.0929 | 1.1005 | 1.0983 | -0.060787 | -119.9158 | 120.2342 | -0.21734 | -120.0069 | 120.0831
Line3_1_5 | 0 | 0 | 0 | 0 | 0 | 0 | 0 | 0 | 0 | 0 | 0 | 0 | 6.4438e-10 | 4.822e-10 | -2.8299e-10 | -4.5015e-10 | -3.9334e-10 | -9.0329e-14 | 4.356e-10 | -5.6465e-10 | 8.6319e-11 | -2.2222e-10 | 2.8848e-10 | -2.6074e-11 | 0 | 0 | 0 | 0 | 0 | 0 |  | 1.0822 | 1.0882 | 1.0856 | 1.0822 | 1.0882 | 1.0856 | -0.060787 | -119.9158 | 120.2342 | -0.060787 | -119.9158 | 120.2342
Line4_2_6 | 0.12283 | 0.11626 | 0.12003 | 0.12283 | 0.11626 | 0.12003 | 0.028366 | 0.026849 | 0.02772 | 0.028366 | 0.026849 | 0.02772 | -0.0027946 | -0.0020245 | -0.0010041 | 0.0029468 | 0.002163 | 0.0011433 | -0.030882 | -0.029429 | -0.030369 | 0.031179 | 0.029703 | 0.030658 | 94.877 | -26.2146 | -148.1189 | -85.123 | 153.7854 | 31.8811 |  | 1.0931 | 1.0987 | 1.0961 | 1.1041 | 1.1092 | 1.1067 | -0.29376 | -120.1499 | 119.9875 | -0.52213 | -120.3796 | 119.7455
Line5_6_7 | 0.12283 | 0.11626 | 0.12003 | 0.12283 | 0.11626 | 0.12003 | 0.028366 | 0.026849 | 0.02772 | 0.028366 | 0.026849 | 0.02772 | -0.0029468 | -0.002163 | -0.0011433 | 0.003099 | 0.0023015 | 0.0012825 | -0.031179 | -0.029703 | -0.030658 | 0.031476 | 0.029976 | 0.030947 | 94.877 | -26.2146 | -148.1189 | -85.123 | 153.7854 | 31.8811 |  | 1.1041 | 1.1092 | 1.1067 | 1.115 | 1.1198 | 1.1174 | -0.52213 | -120.3796 | 119.7455 | -0.74602 | -120.6049 | 119.5081
Line6_7_8 | 0 | 0 | 0 | 0 | 0 | 0 | 0 | 0 | 0 | 0 | 0 | 0 | 1.3529e-09 | 1.0281e-09 | 1.0569e-10 | -1.168e-09 | -9.7209e-10 | -3.4662e-10 | 6.791e-10 | -6.0234e-10 | 3.3279e-10 | -5.0863e-10 | 3.5604e-10 | -2.588e-10 | 0 | 0 | 0 | 0 | 0 | 0 |  | 1.115 | 1.1198 | 1.1174 | 1.115 | 1.1198 | 1.1174 | -0.74602 | -120.6049 | 119.5081 | -0.74602 | -120.6049 | 119.5081
Line7_8_9 | 0 | 0 | 0 | 0 | 0 | 0 | 0 | 0 | 0 | 0 | 0 | 0 | 4.5097e-10 | 3.427e-10 | 3.5229e-11 | -2.6605e-10 | -2.8668e-10 | -2.7617e-10 | 2.2637e-10 | -2.0078e-10 | 1.1093e-10 | -5.5892e-11 | -4.5516e-11 | -3.6934e-11 | 0 | 0 | 0 | 0 | 0 | 0 |  | 1.115 | 1.1198 | 1.1174 | 1.115 | 1.1198 | 1.1174 | -0.74602 | -120.6049 | 119.5081 | -0.74602 | -120.6049 | 119.5081
Line8_8_10 | 0 | 0 | 0 | 0 | 0 | 0 | 0 | 0 | 0 | 0 | 0 | 0 | 4.5097e-10 | 3.427e-10 | 3.5229e-11 | -2.6605e-10 | -2.8668e-10 | -2.7617e-10 | 2.2637e-10 | -2.0078e-10 | 1.1093e-10 | -5.5892e-11 | -4.5516e-11 | -3.6934e-11 | 0 | 0 | 0 | 0 | 0 | 0 |  | 1.115 | 1.1198 | 1.1174 | 1.115 | 1.1198 | 1.1174 | -0.74602 | -120.6049 | 119.5081 | -0.74602 | -120.6049 | 119.5081
Line9_3_11 | 0.10943 | 0.10357 | 0.10713 | 0.10943 | 0.10357 | 0.10713 | 0.025271 | 0.023919 | 0.024741 | 0.025271 | 0.023919 | 0.024741 | -0.0024382 | -0.0016877 | -0.00080116 | 0.0025591 | 0.0017976 | 0.00091198 | -0.027487 | -0.026197 | -0.02708 | 0.027723 | 0.026415 | 0.02731 | 94.7994 | -26.4402 | -148.2929 | -85.2006 | 153.5598 | 31.7071 |  | 1.0919 | 1.0975 | 1.095 | 1.1017 | 1.1069 | 1.1044 | -0.26962 | -120.1263 | 120.0124 | -0.47477 | -120.3333 | 119.7945

## LG_max_fault_10
name | pf_ikss_a_from_ka | pf_ikss_b_from_ka | pf_ikss_c_from_ka | pf_ikss_a_to_ka | pf_ikss_b_to_ka | pf_ikss_c_to_ka | pf_skss_a_from_mw | pf_skss_b_from_mw | pf_skss_c_from_mw | pf_skss_a_to_mw | pf_skss_b_to_mw | pf_skss_c_to_mw | pf_p_a_from_mw | pf_p_b_from_mw | pf_p_c_from_mw | pf_p_a_to_mw | pf_p_b_to_mw | pf_p_c_to_mw | pf_q_a_from_mvar | pf_q_b_from_mvar | pf_q_c_from_mvar | pf_q_a_to_mvar | pf_q_b_to_mvar | pf_q_c_to_mvar | pf_ikss_a_from_degree | pf_ikss_b_from_degree | pf_ikss_c_from_degree | pf_ikss_a_to_degree | pf_ikss_b_to_degree | pf_ikss_c_to_degree | 3xI0 | pf_vm_a_from_pu | pf_vm_b_from_pu | pf_vm_c_from_pu | pf_vm_a_to_pu | pf_vm_b_to_pu | pf_vm_c_to_pu | pf_va_a_from_degree | pf_va_b_from_degree | pf_va_c_from_degree | pf_va_a_to_degree | pf_va_b_to_degree | pf_va_c_to_degree
Line0_1_2 | 0.12386 | 0.11695 | 0.1209 | 0.12386 | 0.11695 | 0.1209 | 0.028605 | 0.027009 | 0.027921 | 0.028605 | 0.027009 | 0.027921 | -0.0028592 | -0.0020285 | -0.00090442 | 0.003014 | 0.0021688 | 0.0010455 | -0.032308 | -0.030732 | -0.031747 | 0.032609 | 0.031009 | 0.03204 | 94.9863 | -26.1427 | -148.1315 | -85.0137 | 153.8573 | 31.8685 |  | 1.1338 | 1.1403 | 1.1375 | 1.1448 | 1.1509 | 1.1481 | -0.071032 | -119.9191 | 120.2367 | -0.29431 | -120.1435 | 119.9997
Line10_11_12 | 0.1108 | 0.10462 | 0.10835 | 0.1108 | 0.10462 | 0.10835 | 0.025589 | 0.02416 | 0.025023 | 0.025589 | 0.02416 | 0.025023 | -0.0027688 | -0.0019315 | -0.00095155 | 0.0028928 | 0.0020437 | 0.0010647 | -0.029387 | -0.027941 | -0.028925 | 0.029628 | 0.028163 | 0.029161 | 94.9129 | -26.3665 | -148.3034 | -85.087 | 153.6335 | 31.6966 |  | 1.1535 | 1.1593 | 1.1566 | 1.1634 | 1.1687 | 1.1661 | -0.46944 | -120.3209 | 119.8124 | -0.66359 | -120.517 | 119.6055
Line11_12_13 | 0.1108 | 0.10462 | 0.10835 | 0.1108 | 0.10462 | 0.10835 | 0.025589 | 0.02416 | 0.025023 | 0.025589 | 0.02416 | 0.025023 | -0.0028928 | -0.0020437 | -0.0010647 | 0.0030169 | 0.0021559 | 0.0011779 | -0.029628 | -0.028163 | -0.029161 | 0.029869 | 0.028385 | 0.029396 | 94.913 | -26.3665 | -148.3034 | -85.087 | 153.6335 | 31.6966 |  | 1.1634 | 1.1687 | 1.1661 | 1.1732 | 1.1782 | 1.1757 | -0.66359 | -120.517 | 119.6055 | -0.85448 | -120.7099 | 119.4019
Line12_13_15 | 0 | 0 | 0 | 0 | 0 | 0 | 0 | 0 | 0 | 0 | 0 | 0 | 1.5694e-09 | 1.1934e-09 | 1.7877e-10 | -1.3618e-09 | -1.134e-09 | -4.4575e-10 | 7.7373e-10 | -6.4681e-10 | 4.038e-10 | -5.8639e-10 | 3.7233e-10 | -3.187e-10 | 0 | 0 | 0 | 0 | 0 | 0 |  | 1.1732 | 1.1782 | 1.1757 | 1.1732 | 1.1782 | 1.1757 | -0.85448 | -120.7099 | 119.4019 | -0.85448 | -120.7099 | 119.4019
Line13_13_14 | 0.1108 | 0.10462 | 0.10835 | 0.1108 | 0.10462 | 0.10835 | 0.025589 | 0.02416 | 0.025023 | 0.025589 | 0.02416 | 0.025023 | -0.0030169 | -0.0021559 | -0.0011779 | 0.0031409 | 0.0022681 | 0.0012911 | -0.029869 | -0.028385 | -0.029396 | 0.030111 | 0.028607 | 0.029632 | 94.913 | -26.3665 | -148.3034 | -85.087 | 153.6335 | 31.6966 |  | 1.1732 | 1.1782 | 1.1757 | 1.1831 | 1.1878 | 1.1853 | -0.85448 | -120.7099 | 119.4019 | -1.0422 | -120.8996 | 119.2017
Line14_15_16 | 0 | 0 | 0 | 0 | 0 | 0 | 0 | 0 | 0 | 0 | 0 | 0 | 1.0463e-09 | 7.9561e-10 | 1.1918e-10 | -8.3868e-10 | -7.3623e-10 | -3.8616e-10 | 5.1582e-10 | -4.3121e-10 | 2.692e-10 | -3.2848e-10 | 1.5673e-10 | -1.841e-10 | 0 | 0 | 0 | 0 | 0 | 0 |  | 1.1732 | 1.1782 | 1.1757 | 1.1732 | 1.1782 | 1.1757 | -0.85448 | -120.7099 | 119.4019 | -0.85448 | -120.7099 | 119.4019
Line15_16_17 | 0 | 0 | 0 | 0 | 0 | 0 | 0 | 0 | 0 | 0 | 0 | 0 | 5.2314e-10 | 3.9781e-10 | 5.959e-11 | -3.1554e-10 | -3.3842e-10 | -3.2658e-10 | 2.5791e-10 | -2.156e-10 | 1.346e-10 | -7.0568e-11 | -5.8875e-11 | -4.9496e-11 | 0 | 0 | 0 | 0 | 0 | 0 |  | 1.1732 | 1.1782 | 1.1757 | 1.1732 | 1.1782 | 1.1757 | -0.85448 | -120.7099 | 119.4019 | -0.85448 | -120.7099 | 119.4019
Line16_4_18 | 0.037282 | 0 | 0 | 0.037282 | 0 | 0 | 0.00861 | 0 | 0 | 0.00861 | 0 | 0 | 0.0069615 | 3.6385e-10 | -1.7879e-10 | -0.0069499 | -2.2057e-10 | -2.1128e-10 | 0.0069731 | -3.6966e-10 | 5.4886e-11 | -0.0069499 | 9.7752e-13 | 4.73e-12 | -45.273 | 0 | 0 | 134.727 | 0 | 0 |  | 1.1444 | 1.1527 | 1.1502 | 1.1415 | 1.1522 | 1.1501 | -0.2254 | -120.0079 | 120.0877 | -0.27303 | -119.9879 | 120.0584
Line17_5_19 | 0 | 0 | 0 | 0 | 0 | 0 | 0 | 0 | 0 | 0 | 0 | 0 | 3.6332e-10 | 2.699e-10 | -1.6765e-10 | -1.4072e-10 | -1.6853e-10 | -1.5633e-10 | 2.4962e-10 | -3.2277e-10 | 5.0342e-11 | -5.6695e-12 | 6.4943e-12 | 1.8953e-11 | 0 | 0 | 0 | 0 | 0 | 0 |  | 1.1338 | 1.1403 | 1.1375 | 1.1338 | 1.1403 | 1.1375 | -0.071032 | -119.9191 | 120.2367 | -0.071032 | -119.9191 | 120.2367
Line1_1_3 | 0.1108 | 0.10462 | 0.10835 | 0.1108 | 0.10462 | 0.10835 | 0.025589 | 0.02416 | 0.025023 | 0.025589 | 0.02416 | 0.025023 | -0.0025206 | -0.0017071 | -0.00072517 | 0.0026447 | 0.0018193 | 0.00083836 | -0.028904 | -0.027497 | -0.028454 | 0.029145 | 0.027719 | 0.02869 | 94.9129 | -26.3665 | -148.3034 | -85.0871 | 153.6335 | 31.6966 |  | 1.1338 | 1.1403 | 1.1375 | 1.1437 | 1.1498 | 1.147 | -0.071032 | -119.9191 | 120.2367 | -0.27195 | -120.1217 | 120.0228
Line2_1_4 | 0.11048 | 0.13209 | 0.13502 | 0.11048 | 0.13209 | 0.13502 | 0.025515 | 0.030504 | 0.031183 | 0.025515 | 0.030504 | 0.031183 | -0.004567 | -0.010464 | -0.0091447 | 0.0046872 | 0.01063 | 0.0093373 | -0.028567 | -0.033173 | -0.03427 | 0.02882 | 0.033516 | 0.03463 | 99.012 | -12.4112 | -134.8226 | -80.988 | 167.5888 | 45.1774 |  | 1.1338 | 1.1403 | 1.1375 | 1.1444 | 1.1527 | 1.1502 | -0.071032 | -119.9191 | 120.2367 | -0.2254 | -120.0079 | 120.0877
Line3_1_5 | 0 | 0 | 0 | 0 | 0 | 0 | 0 | 0 | 0 | 0 | 0 | 0 | 7.2665e-10 | 5.398e-10 | -3.353e-10 | -5.0404e-10 | -4.3842e-10 | 1.1319e-11 | 4.9923e-10 | -6.4555e-10 | 1.0068e-10 | -2.5529e-10 | 3.2927e-10 | -3.1389e-11 | 0 | 0 | 0 | 0 | 0 | 0 |  | 1.1338 | 1.1403 | 1.1375 | 1.1338 | 1.1403 | 1.1375 | -0.071032 | -119.9191 | 120.2367 | -0.071032 | -119.9191 | 120.2367
Line4_2_6 | 0.12386 | 0.11695 | 0.1209 | 0.12386 | 0.11695 | 0.1209 | 0.028605 | 0.027009 | 0.027921 | 0.028605 | 0.027009 | 0.027921 | -0.003014 | -0.0021688 | -0.0010455 | 0.0031688 | 0.0023091 | 0.0011865 | -0.032609 | -0.031009 | -0.03204 | 0.032911 | 0.031286 | 0.032334 | 94.9863 | -26.1427 | -148.1315 | -85.0137 | 153.8573 | 31.8685 |  | 1.1448 | 1.1509 | 1.1481 | 1.1558 | 1.1615 | 1.1588 | -0.29431 | -120.1435 | 119.9997 | -0.51333 | -120.3638 | 119.767
Line5_6_7 | 0.12386 | 0.11695 | 0.1209 | 0.12386 | 0.11695 | 0.1209 | 0.028605 | 0.027009 | 0.027921 | 0.028605 | 0.027009 | 0.027921 | -0.0031688 | -0.0023091 | -0.0011865 | 0.0033236 | 0.0024494 | 0.0013275 | -0.032911 | -0.031286 | -0.032334 | 0.033213 | 0.031564 | 0.032627 | 94.9863 | -26.1427 | -148.1315 | -85.0137 | 153.8573 | 31.8685 |  | 1.1558 | 1.1615 | 1.1588 | 1.1669 | 1.1721 | 1.1695 | -0.51333 | -120.3638 | 119.767 | -0.72822 | -120.5801 | 119.5386
Line6_7_8 | 0 | 0 | 0 | 0 | 0 | 0 | 0 | 0 | 0 | 0 | 0 | 0 | 1.4969e-09 | 1.1263e-09 | 6.1624e-11 | -1.2844e-09 | -1.0611e-09 | -3.3929e-10 | 7.6972e-10 | -7.0695e-10 | 3.6762e-10 | -5.7297e-10 | 4.2344e-10 | -2.8307e-10 | 0 | 0 | 0 | 0 | 0 | 0 |  | 1.1669 | 1.1721 | 1.1695 | 1.1669 | 1.1721 | 1.1695 | -0.72822 | -120.5801 | 119.5386 | -0.72822 | -120.5801 | 119.5386
Line7_8_9 | 0 | 0 | 0 | 0 | 0 | 0 | 0 | 0 | 0 | 0 | 0 | 0 | 4.9897e-10 | 3.7544e-10 | 2.0541e-11 | -2.8647e-10 | -3.1027e-10 | -2.9821e-10 | 2.5657e-10 | -2.3565e-10 | 1.2254e-10 | -5.9816e-11 | -4.7866e-11 | -3.7987e-11 | 0 | 0 | 0 | 0 | 0 | 0 |  | 1.1669 | 1.1721 | 1.1695 | 1.1669 | 1.1721 | 1.1695 | -0.72822 | -120.5801 | 119.5386 | -0.72822 | -120.5801 | 119.5386
Line8_8_10 | 0 | 0 | 0 | 0 | 0 | 0 | 0 | 0 | 0 | 0 | 0 | 0 | 4.9897e-10 | 3.7544e-10 | 2.0541e-11 | -2.8647e-10 | -3.1027e-10 | -2.9821e-10 | 2.5657e-10 | -2.3565e-10 | 1.2254e-10 | -5.9816e-11 | -4.7866e-11 | -3.7987e-11 | 0 | 0 | 0 | 0 | 0 | 0 |  | 1.1669 | 1.1721 | 1.1695 | 1.1669 | 1.1721 | 1.1695 | -0.72822 | -120.5801 | 119.5386 | -0.72822 | -120.5801 | 119.5386
Line9_3_11 | 0.1108 | 0.10462 | 0.10835 | 0.1108 | 0.10462 | 0.10835 | 0.025589 | 0.02416 | 0.025023 | 0.025589 | 0.02416 | 0.025023 | -0.0026447 | -0.0018193 | -0.00083836 | 0.0027688 | 0.0019315 | 0.00095155 | -0.029145 | -0.027719 | -0.02869 | 0.029387 | 0.027941 | 0.028925 | 94.9129 | -26.3665 | -148.3034 | -85.0871 | 153.6335 | 31.6966 |  | 1.1437 | 1.1498 | 1.147 | 1.1535 | 1.1593 | 1.1566 | -0.27195 | -120.1217 | 120.0228 | -0.46944 | -120.3209 | 119.8124

## LG_min_6
name | pf_ikss_a_from_ka | pf_ikss_b_from_ka | pf_ikss_c_from_ka | pf_ikss_a_to_ka | pf_ikss_b_to_ka | pf_ikss_c_to_ka | pf_skss_a_from_mw | pf_skss_b_from_mw | pf_skss_c_from_mw | pf_skss_a_to_mw | pf_skss_b_to_mw | pf_skss_c_to_mw | pf_p_a_from_mw | pf_p_b_from_mw | pf_p_c_from_mw | pf_p_a_to_mw | pf_p_b_to_mw | pf_p_c_to_mw | pf_q_a_from_mvar | pf_q_b_from_mvar | pf_q_c_from_mvar | pf_q_a_to_mvar | pf_q_b_to_mvar | pf_q_c_to_mvar | pf_ikss_a_from_degree | pf_ikss_b_from_degree | pf_ikss_c_from_degree | pf_ikss_a_to_degree | pf_ikss_b_to_degree | pf_ikss_c_to_degree | 3xI0 | pf_vm_a_from_pu | pf_vm_b_from_pu | pf_vm_c_from_pu | pf_vm_a_to_pu | pf_vm_b_to_pu | pf_vm_c_to_pu | pf_va_a_from_degree | pf_va_b_from_degree | pf_va_c_from_degree | pf_va_a_to_degree | pf_va_b_to_degree | pf_va_c_to_degree
Line0_1_2 | 0.025972 | 0.025611 | 0.02554 | 0.025972 | 0.025611 | 0.02554 | 0.005998 | 0.0059146 | 0.0058982 | 0.005998 | 0.0059146 | 0.0058983 | -0.00018708 | -0.004752 | 0.0049666 | 0.00019361 | 0.0047583 | -0.0049605 | -0.00022682 | 0.008214 | 0.0078464 | 0.00023364 | -0.0082076 | -0.0078401 | 92.1688 | 92.0142 | 92.059 | -87.8312 | -87.9858 | -87.941 |  | 0.049019 | 1.6044 | 1.5744 | 0.050589 | 1.604 | 1.5729 | -37.3468 | -147.9356 | 149.7261 | -37.4784 | -147.883 | 149.7372
Line10_11_12 | 0.025907 | 0.025547 | 0.025476 | 0.025907 | 0.025547 | 0.025477 | 0.005983 | 0.0058998 | 0.0058835 | 0.005983 | 0.0058999 | 0.0058836 | -0.00020014 | -0.0047331 | 0.0049605 | 0.00020664 | 0.0047394 | -0.0049543 | -0.00023938 | 0.0081918 | 0.0078022 | 0.00024618 | -0.0081854 | -0.0077959 | 92.3046 | 92.1507 | 92.1951 | -87.6954 | -87.8493 | -87.8049 |  | 0.052153 | 1.6036 | 1.5714 | 0.05372 | 1.6032 | 1.5699 | -37.5932 | -147.8308 | 149.748 | -37.7057 | -147.7783 | 149.7589
Line11_12_13 | 0.025907 | 0.025547 | 0.025477 | 0.025908 | 0.025548 | 0.025477 | 0.005983 | 0.0058999 | 0.0058836 | 0.0059831 | 0.0059 | 0.0058837 | -0.00020664 | -0.0047394 | 0.0049543 | 0.00021314 | 0.0047457 | -0.0049482 | -0.00024618 | 0.0081854 | 0.0077959 | 0.00025297 | -0.008179 | -0.0077895 | 92.3046 | 92.1506 | 92.195 | -87.6954 | -87.8494 | -87.805 |  | 0.05372 | 1.6032 | 1.5699 | 0.055288 | 1.6027 | 1.5685 | -37.7057 | -147.7783 | 149.7589 | -37.8117 | -147.7258 | 149.7699
Line12_13_15 | 0 | 0 | 0 | 0 | 0 | 0 | 0 | 0 | 0 | 0 | 0 | 0 | 7.5153e-09 | 1.9326e-07 | -1.7493e-07 | -4.8693e-09 | -1.3332e-07 | 1.1235e-07 | 9.8279e-09 | -3.0211e-07 | -3.0426e-07 | -6.67e-09 | 1.9881e-07 | 2.0555e-07 | 0 | 0 | 0 | 0 | 0 | 0 |  | 0.055288 | 1.6027 | 1.5685 | 0.055288 | 1.6027 | 1.5685 | -37.8117 | -147.7258 | 149.7699 | -37.8117 | -147.7258 | 149.7699
Line13_13_14 | 0.025909 | 0.025549 | 0.025478 | 0.025909 | 0.025549 | 0.025478 | 0.0059833 | 0.0059002 | 0.0058839 | 0.0059834 | 0.0059002 | 0.005884 | -0.00021315 | -0.0047459 | 0.0049484 | 0.00021965 | 0.0047522 | -0.0049422 | -0.00025298 | 0.0081793 | 0.0077899 | 0.00025977 | -0.0081729 | -0.0077835 | 92.3045 | 92.1505 | 92.1949 | -87.6955 | -87.8495 | -87.8051 |  | 0.055288 | 1.6027 | 1.5685 | 0.056856 | 1.6023 | 1.567 | -37.8117 | -147.7258 | 149.7699 | -37.9119 | -147.6733 | 149.7809
Line14_15_16 | 0 | 0 | 0 | 0 | 0 | 0 | 0 | 0 | 0 | 0 | 0 | 0 | 5.0102e-09 | 1.2884e-07 | -1.1662e-07 | -2.3642e-09 | -6.8897e-08 | 5.4034e-08 | 6.5519e-09 | -2.0141e-07 | -2.0284e-07 | -3.394e-09 | 9.8106e-08 | 1.0413e-07 | 0 | 0 | 0 | 0 | 0 | 0 |  | 0.055288 | 1.6027 | 1.5685 | 0.055288 | 1.6027 | 1.5685 | -37.8117 | -147.7258 | 149.7699 | -37.8117 | -147.7258 | 149.7699
Line15_16_17 | 0 | 0 | 0 | 0 | 0 | 0 | 0 | 0 | 0 | 0 | 0 | 0 | 2.5051e-09 | 6.442e-08 | -5.8312e-08 | 1.4094e-10 | -4.4769e-09 | -4.2778e-09 | 3.276e-09 | -1.007e-07 | -1.0142e-07 | -1.1807e-10 | -2.5974e-09 | 2.7127e-09 | 0 | 0 | 0 | 0 | 0 | 0 |  | 0.055288 | 1.6027 | 1.5685 | 0.055288 | 1.6027 | 1.5685 | -37.8117 | -147.7258 | 149.7699 | -37.8117 | -147.7258 | 149.7699
Line16_4_18 | 0.25304 | 0 | 0 | 0.25304 | 0 | 0 | 0.058438 | 0 | 0 | 0.058438 | 0 | 0 | 0.0010245 | 6.596e-08 | -5.8096e-08 | 3.4427e-15 | -4.4495e-09 | -4.2313e-09 | 0.0010672 | -1.0121e-07 | -1.0296e-07 | -8.5762e-16 | -2.578e-09 | 2.7042e-09 | -83.683 | 0 | 0 | 96.317 | 0 | 0 |  | 0.025315 | 1.6023 | 1.5679 | 0 | 1.6005 | 1.5629 | -37.5138 | -147.7134 | 149.7603 | 0 | -147.5433 | 149.7838
Line17_5_19 | 0 | 0 | 0 | 0 | 0 | 0 | 0 | 0 | 0 | 0 | 0 | 0 | 2.1944e-09 | 6.4923e-08 | -5.8417e-08 | 1.2693e-10 | -4.5012e-09 | -4.3263e-09 | 2.9476e-09 | -1.0124e-07 | -1.0255e-07 | -1.0358e-10 | -2.6182e-09 | 2.7194e-09 | 0 | 0 | 0 | 0 | 0 | 0 |  | 0.049019 | 1.6044 | 1.5744 | 0.049019 | 1.6044 | 1.5744 | -37.3468 | -147.9356 | 149.7261 | -37.3468 | -147.9356 | 149.7261
Line1_1_3 | 0.025906 | 0.025546 | 0.025476 | 0.025907 | 0.025547 | 0.025476 | 0.0059828 | 0.0058997 | 0.0058834 | 0.0059829 | 0.0058997 | 0.0058835 | -0.00018714 | -0.0047204 | 0.0049727 | 0.00019364 | 0.0047267 | -0.0049666 | -0.0002258 | 0.0082046 | 0.0078149 | 0.00023259 | -0.0081982 | -0.0078086 | 92.3047 | 92.1507 | 92.1951 | -87.6953 | -87.8493 | -87.8049 |  | 0.049019 | 1.6044 | 1.5744 | 0.050586 | 1.604 | 1.5729 | -37.3468 | -147.9356 | 149.7261 | -37.4739 | -147.8832 | 149.737
Line2_1_4 | 0.22673 | 0.025681 | 0.02556 | 0.22673 | 0.025681 | 0.02556 | 0.052361 | 0.0059307 | 0.0059029 | 0.052361 | 0.0059308 | 0.0059029 | 0.0017902 | -0.0048005 | 0.0049582 | -0.00092729 | 0.0048258 | -0.0049331 | 0.0018393 | 0.0082157 | 0.0078604 | -0.00094716 | -0.008186 | -0.007831 | -83.1212 | 91.7666 | 91.9692 | 96.8788 | -88.2334 | -88.0308 |  | 0.049019 | 1.6044 | 1.5744 | 0.025315 | 1.6023 | 1.5679 | -37.3468 | -147.9356 | 149.7261 | -37.5138 | -147.7134 | 149.7603
Line3_1_5 | 0 | 0 | 0 | 0 | 0 | 0 | 0 | 0 | 0 | 0 | 0 | 0 | 4.3888e-09 | 1.2985e-07 | -1.1683e-07 | -2.0675e-09 | -6.9424e-08 | 5.409e-08 | 5.8951e-09 | -2.0249e-07 | -2.051e-07 | -3.0511e-09 | 9.8625e-08 | 1.0527e-07 | 0 | 0 | 0 | 0 | 0 | 0 |  | 0.049019 | 1.6044 | 1.5744 | 0.049019 | 1.6044 | 1.5744 | -37.3468 | -147.9356 | 149.7261 | -37.3468 | -147.9356 | 149.7261
Line4_2_6 | 0.025972 | 0.025611 | 0.02554 | 0.025973 | 0.025612 | 0.025541 | 0.005998 | 0.0059146 | 0.0058983 | 0.0059981 | 0.0059147 | 0.0058984 | -0.00019361 | -0.0047583 | 0.0049605 | 0.00020014 | 0.0047646 | -0.0049543 | -0.00023364 | 0.0082076 | 0.0078401 | 0.00024047 | -0.0082012 | -0.0078337 | 92.1687 | 92.0141 | 92.059 | -87.8313 | -87.9859 | -87.941 |  | 0.050589 | 1.604 | 1.5729 | 0.05216 | 1.6036 | 1.5714 | -37.4784 | -147.883 | 149.7372 | -37.602 | -147.8304 | 149.7483
Line5_6_7 | 0.025973 | 0.025612 | 0.025541 | 0.025973 | 0.025612 | 0.025541 | 0.0059981 | 0.0059147 | 0.0058984 | 0.0059982 | 0.0059148 | 0.0058984 | -0.00020014 | -0.0047647 | 0.0049543 | 0.00020668 | 0.004771 | -0.0049481 | -0.00024047 | 0.0082011 | 0.0078337 | 0.0002473 | -0.0081947 | -0.0078273 | 92.1687 | 92.0141 | 92.0589 | -87.8313 | -87.9859 | -87.9411 |  | 0.05216 | 1.6036 | 1.5714 | 0.053731 | 1.6032 | 1.5699 | -37.602 | -147.8304 | 149.7483 | -37.7184 | -147.7778 | 149.7594
Line6_7_8 | 0 | 0 | 0 | 0 | 0 | 0 | 0 | 0 | 0 | 0 | 0 | 0 | 7.286e-09 | 1.9364e-07 | -1.7502e-07 | -4.7199e-09 | -1.3357e-07 | 1.1239e-07 | 9.5837e-09 | -3.0252e-07 | -3.051e-07 | -6.5036e-09 | 1.9907e-07 | 2.0612e-07 | 0 | 0 | 0 | 0 | 0 | 0 |  | 0.053731 | 1.6032 | 1.5699 | 0.053731 | 1.6032 | 1.5699 | -37.7184 | -147.7778 | 149.7594 | -37.7184 | -147.7778 | 149.7594
Line7_8_9 | 0 | 0 | 0 | 0 | 0 | 0 | 0 | 0 | 0 | 0 | 0 | 0 | 2.4287e-09 | 6.4545e-08 | -5.8339e-08 | 1.3747e-10 | -4.483e-09 | -4.2898e-09 | 3.1946e-09 | -1.0084e-07 | -1.017e-07 | -1.145e-10 | -2.6026e-09 | 2.7144e-09 | 0 | 0 | 0 | 0 | 0 | 0 |  | 0.053731 | 1.6032 | 1.5699 | 0.053731 | 1.6032 | 1.5699 | -37.7184 | -147.7778 | 149.7594 | -37.7184 | -147.7778 | 149.7594
Line8_8_10 | 0 | 0 | 0 | 0 | 0 | 0 | 0 | 0 | 0 | 0 | 0 | 0 | 2.4287e-09 | 6.4545e-08 | -5.8339e-08 | 1.3747e-10 | -4.483e-09 | -4.2898e-09 | 3.1946e-09 | -1.0084e-07 | -1.017e-07 | -1.145e-10 | -2.6026e-09 | 2.7144e-09 | 0 | 0 | 0 | 0 | 0 | 0 |  | 0.053731 | 1.6032 | 1.5699 | 0.053731 | 1.6032 | 1.5699 | -37.7184 | -147.7778 | 149.7594 | -37.7184 | -147.7778 | 149.7594
Line9_3_11 | 0.025907 | 0.025547 | 0.025476 | 0.025907 | 0.025547 | 0.025476 | 0.0059829 | 0.0058997 | 0.0058835 | 0.005983 | 0.0058998 | 0.0058835 | -0.00019364 | -0.0047267 | 0.0049666 | 0.00020014 | 0.0047331 | -0.0049605 | -0.00023259 | 0.0081982 | 0.0078086 | 0.00023938 | -0.0081918 | -0.0078022 | 92.3047 | 92.1507 | 92.1951 | -87.6953 | -87.8493 | -87.8049 |  | 0.050586 | 1.604 | 1.5729 | 0.052153 | 1.6036 | 1.5714 | -37.4739 | -147.8832 | 149.737 | -37.5932 | -147.8308 | 149.748

## LG_min_10
name | pf_ikss_a_from_ka | pf_ikss_b_from_ka | pf_ikss_c_from_ka | pf_ikss_a_to_ka | pf_ikss_b_to_ka | pf_ikss_c_to_ka | pf_skss_a_from_mw | pf_skss_b_from_mw | pf_skss_c_from_mw | pf_skss_a_to_mw | pf_skss_b_to_mw | pf_skss_c_to_mw | pf_p_a_from_mw | pf_p_b_from_mw | pf_p_c_from_mw | pf_p_a_to_mw | pf_p_b_to_mw | pf_p_c_to_mw | pf_q_a_from_mvar | pf_q_b_from_mvar | pf_q_c_from_mvar | pf_q_a_to_mvar | pf_q_b_to_mvar | pf_q_c_to_mvar | pf_ikss_a_from_degree | pf_ikss_b_from_degree | pf_ikss_c_from_degree | pf_ikss_a_to_degree | pf_ikss_b_to_degree | pf_ikss_c_to_degree | 3xI0 | pf_vm_a_from_pu | pf_vm_b_from_pu | pf_vm_c_from_pu | pf_vm_a_to_pu | pf_vm_b_to_pu | pf_vm_c_to_pu | pf_va_a_from_degree | pf_va_b_from_degree | pf_va_c_from_degree | pf_va_a_to_degree | pf_va_b_to_degree | pf_va_c_to_degree
Line0_1_2 | 0.024605 | 0.024263 | 0.024196 | 0.024605 | 0.024263 | 0.024196 | 0.0056823 | 0.0056033 | 0.0055878 | 0.0056824 | 0.0056034 | 0.0055879 | -0.0001679 | -0.0042649 | 0.0044576 | 0.00017377 | 0.0042706 | -0.0044521 | -0.00020357 | 0.0073721 | 0.0070422 | 0.0002097 | -0.0073664 | -0.0070365 | 92.1688 | 92.0142 | 92.059 | -87.8312 | -87.9858 | -87.941 |  | 0.046439 | 1.52 | 1.4916 | 0.047927 | 1.5196 | 1.4901 | -37.3468 | -147.9356 | 149.7261 | -37.4784 | -147.883 | 149.7372
Line10_11_12 | 0.024543 | 0.024202 | 0.024136 | 0.024544 | 0.024203 | 0.024136 | 0.0056681 | 0.0055893 | 0.0055739 | 0.0056681 | 0.0055894 | 0.0055739 | -0.00017963 | -0.004248 | 0.004452 | 0.00018546 | 0.0042536 | -0.0044465 | -0.00021485 | 0.0073522 | 0.0070026 | 0.00022095 | -0.0073464 | -0.0069969 | 92.3046 | 92.1507 | 92.1951 | -87.6954 | -87.8493 | -87.8049 |  | 0.049408 | 1.5192 | 1.4887 | 0.050893 | 1.5188 | 1.4873 | -37.5932 | -147.8308 | 149.748 | -37.7057 | -147.7783 | 149.7589
Line11_12_13 | 0.024544 | 0.024203 | 0.024136 | 0.024544 | 0.024203 | 0.024136 | 0.0056681 | 0.0055894 | 0.0055739 | 0.0056682 | 0.0055894 | 0.005574 | -0.00018546 | -0.0042536 | 0.0044465 | 0.0001913 | 0.0042593 | -0.004441 | -0.00022095 | 0.0073464 | 0.0069969 | 0.00022704 | -0.0073407 | -0.0069912 | 92.3046 | 92.1506 | 92.195 | -87.6954 | -87.8494 | -87.805 |  | 0.050893 | 1.5188 | 1.4873 | 0.052378 | 1.5184 | 1.4859 | -37.7057 | -147.7783 | 149.7589 | -37.8117 | -147.7258 | 149.7699
Line12_13_15 | 0 | 0 | 0 | 0 | 0 | 0 | 0 | 0 | 0 | 0 | 0 | 0 | 6.7451e-09 | 1.7345e-07 | -1.5701e-07 | -4.3702e-09 | -1.1965e-07 | 1.0083e-07 | 8.8206e-09 | -2.7114e-07 | -2.7308e-07 | -5.9864e-09 | 1.7843e-07 | 1.8448e-07 | 0 | 0 | 0 | 0 | 0 | 0 |  | 0.052378 | 1.5184 | 1.4859 | 0.052378 | 1.5184 | 1.4859 | -37.8117 | -147.7258 | 149.7699 | -37.8117 | -147.7258 | 149.7699
Line13_13_14 | 0.024545 | 0.024204 | 0.024137 | 0.024545 | 0.024204 | 0.024137 | 0.0056684 | 0.0055896 | 0.0055742 | 0.0056685 | 0.0055897 | 0.0055743 | -0.00019131 | -0.0042595 | 0.0044412 | 0.00019714 | 0.0042651 | -0.0044357 | -0.00022705 | 0.007341 | 0.0069914 | 0.00023315 | -0.0073352 | -0.0069858 | 92.3045 | 92.1505 | 92.1949 | -87.6955 | -87.8495 | -87.8051 |  | 0.052378 | 1.5184 | 1.4859 | 0.053863 | 1.518 | 1.4845 | -37.8117 | -147.7258 | 149.7699 | -37.9119 | -147.6733 | 149.7809
Line14_15_16 | 0 | 0 | 0 | 0 | 0 | 0 | 0 | 0 | 0 | 0 | 0 | 0 | 4.4967e-09 | 1.1564e-07 | -1.0467e-07 | -2.1219e-09 | -6.1836e-08 | 4.8496e-08 | 5.8804e-09 | -1.8076e-07 | -1.8205e-07 | -3.0462e-09 | 8.805e-08 | 9.346e-08 | 0 | 0 | 0 | 0 | 0 | 0 |  | 0.052378 | 1.5184 | 1.4859 | 0.052378 | 1.5184 | 1.4859 | -37.8117 | -147.7258 | 149.7699 | -37.8117 | -147.7258 | 149.7699
Line15_16_17 | 0 | 0 | 0 | 0 | 0 | 0 | 0 | 0 | 0 | 0 | 0 | 0 | 2.2483e-09 | 5.7818e-08 | -5.2335e-08 | 1.265e-10 | -4.0181e-09 | -3.8393e-09 | 2.9402e-09 | -9.0382e-08 | -9.1025e-08 | -1.0597e-10 | -2.3312e-09 | 2.4347e-09 | 0 | 0 | 0 | 0 | 0 | 0 |  | 0.052378 | 1.5184 | 1.4859 | 0.052378 | 1.5184 | 1.4859 | -37.8117 | -147.7258 | 149.7699 | -37.8117 | -147.7258 | 149.7699
Line16_4_18 | 0.23973 | 0 | 0 | 0.23973 | 0 | 0 | 0.055362 | 0 | 0 | 0.055362 | 0 | 0 | 0.00091949 | 5.9199e-08 | -5.2142e-08 | 3.0869e-15 | -3.9934e-09 | -3.7976e-09 | 0.00095781 | -9.084e-08 | -9.2407e-08 | -7.375e-16 | -2.3138e-09 | 2.4271e-09 | -83.683 | 0 | 0 | 96.317 | 0 | 0 |  | 0.023983 | 1.5179 | 1.4854 | 0 | 1.5163 | 1.4806 | -37.5138 | -147.7134 | 149.7603 | 0 | -147.5433 | 149.7838
Line17_5_19 | 0 | 0 | 0 | 0 | 0 | 0 | 0 | 0 | 0 | 0 | 0 | 0 | 1.9695e-09 | 5.8269e-08 | -5.243e-08 | 1.1392e-10 | -4.0398e-09 | -3.8829e-09 | 2.6454e-09 | -9.0866e-08 | -9.2039e-08 | -9.2966e-11 | -2.3499e-09 | 2.4407e-09 | 0 | 0 | 0 | 0 | 0 | 0 |  | 0.046439 | 1.52 | 1.4916 | 0.046439 | 1.52 | 1.4916 | -37.3468 | -147.9356 | 149.7261 | -37.3468 | -147.9356 | 149.7261
Line1_1_3 | 0.024543 | 0.024202 | 0.024135 | 0.024543 | 0.024202 | 0.024135 | 0.0056679 | 0.0055891 | 0.0055737 | 0.005668 | 0.0055892 | 0.0055738 | -0.00016796 | -0.0042366 | 0.0044631 | 0.00017379 | 0.0042423 | -0.0044576 | -0.00020266 | 0.0073636 | 0.0070139 | 0.00020875 | -0.0073579 | -0.0070083 | 92.3047 | 92.1507 | 92.1951 | -87.6953 | -87.8493 | -87.8049 |  | 0.046439 | 1.52 | 1.4916 | 0.047923 | 1.5196 | 1.4901 | -37.3468 | -147.9356 | 149.7261 | -37.4739 | -147.8832 | 149.737
Line2_1_4 | 0.2148 | 0.024329 | 0.024215 | 0.2148 | 0.024329 | 0.024215 | 0.049605 | 0.0056186 | 0.0055922 | 0.049605 | 0.0056186 | 0.0055923 | 0.0016067 | -0.0043084 | 0.00445 | -0.00083225 | 0.0043312 | -0.0044275 | 0.0016508 | 0.0073737 | 0.0070548 | -0.00085008 | -0.007347 | -0.0070283 | -83.1212 | 91.7666 | 91.9692 | 96.8788 | -88.2334 | -88.0308 |  | 0.046439 | 1.52 | 1.4916 | 0.023983 | 1.5179 | 1.4854 | -37.3468 | -147.9356 | 149.7261 | -37.5138 | -147.7134 | 149.7603
Line3_1_5 | 0 | 0 | 0 | 0 | 0 | 0 | 0 | 0 | 0 | 0 | 0 | 0 | 3.939e-09 | 1.1654e-07 | -1.0486e-07 | -1.8556e-09 | -6.2309e-08 | 4.8547e-08 | 5.2909e-09 | -1.8173e-07 | -1.8408e-07 | -2.7384e-09 | 8.8516e-08 | 9.448e-08 | 0 | 0 | 0 | 0 | 0 | 0 |  | 0.046439 | 1.52 | 1.4916 | 0.046439 | 1.52 | 1.4916 | -37.3468 | -147.9356 | 149.7261 | -37.3468 | -147.9356 | 149.7261
Line4_2_6 | 0.024605 | 0.024263 | 0.024196 | 0.024606 | 0.024264 | 0.024196 | 0.0056824 | 0.0056034 | 0.0055879 | 0.0056824 | 0.0056034 | 0.0055879 | -0.00017377 | -0.0042706 | 0.0044521 | 0.00017963 | 0.0042763 | -0.0044465 | -0.0002097 | 0.0073664 | 0.0070365 | 0.00021582 | -0.0073606 | -0.0070308 | 92.1687 | 92.0141 | 92.059 | -87.8313 | -87.9859 | -87.941 |  | 0.047927 | 1.5196 | 1.4901 | 0.049415 | 1.5192 | 1.4887 | -37.4784 | -147.883 | 149.7372 | -37.602 | -147.8304 | 149.7483
Line5_6_7 | 0.024606 | 0.024264 | 0.024196 | 0.024606 | 0.024264 | 0.024197 | 0.0056824 | 0.0056034 | 0.0055879 | 0.0056825 | 0.0056035 | 0.005588 | -0.00017963 | -0.0042763 | 0.0044465 | 0.00018549 | 0.004282 | -0.004441 | -0.00021582 | 0.0073606 | 0.0070308 | 0.00022195 | -0.0073548 | -0.0070251 | 92.1687 | 92.0141 | 92.0589 | -87.8313 | -87.9859 | -87.9411 |  | 0.049415 | 1.5192 | 1.4887 | 0.050903 | 1.5188 | 1.4873 | -37.602 | -147.8304 | 149.7483 | -37.7184 | -147.7778 | 149.7594
Line6_7_8 | 0 | 0 | 0 | 0 | 0 | 0 | 0 | 0 | 0 | 0 | 0 | 0 | 6.5392e-09 | 1.7379e-07 | -1.5708e-07 | -4.2361e-09 | -1.1988e-07 | 1.0087e-07 | 8.6014e-09 | -2.7151e-07 | -2.7383e-07 | -5.837e-09 | 1.7867e-07 | 1.8499e-07 | 0 | 0 | 0 | 0 | 0 | 0 |  | 0.050903 | 1.5188 | 1.4873 | 0.050903 | 1.5188 | 1.4873 | -37.7184 | -147.7778 | 149.7594 | -37.7184 | -147.7778 | 149.7594
Line7_8_9 | 0 | 0 | 0 | 0 | 0 | 0 | 0 | 0 | 0 | 0 | 0 | 0 | 2.1797e-09 | 5.793e-08 | -5.2359e-08 | 1.2338e-10 | -4.0235e-09 | -3.8502e-09 | 2.8671e-09 | -9.0503e-08 | -9.1277e-08 | -1.0277e-10 | -2.3358e-09 | 2.4362e-09 | 0 | 0 | 0 | 0 | 0 | 0 |  | 0.050903 | 1.5188 | 1.4873 | 0.050903 | 1.5188 | 1.4873 | -37.7184 | -147.7778 | 149.7594 | -37.7184 | -147.7778 | 149.7594
Line8_8_10 | 0 | 0 | 0 | 0 | 0 | 0 | 0 | 0 | 0 | 0 | 0 | 0 | 2.1797e-09 | 5.793e-08 | -5.2359e-08 | 1.2338e-10 | -4.0235e-09 | -3.8502e-09 | 2.8671e-09 | -9.0503e-08 | -9.1277e-08 | -1.0277e-10 | -2.3358e-09 | 2.4362e-09 | 0 | 0 | 0 | 0 | 0 | 0 |  | 0.050903 | 1.5188 | 1.4873 | 0.050903 | 1.5188 | 1.4873 | -37.7184 | -147.7778 | 149.7594 | -37.7184 | -147.7778 | 149.7594
Line9_3_11 | 0.024543 | 0.024202 | 0.024135 | 0.024543 | 0.024202 | 0.024136 | 0.005668 | 0.0055892 | 0.0055738 | 0.0056681 | 0.0055893 | 0.0055739 | -0.00017379 | -0.0042423 | 0.0044575 | 0.00017963 | 0.0042479 | -0.004452 | -0.00020875 | 0.0073579 | 0.0070083 | 0.00021485 | -0.0073522 | -0.0070026 | 92.3047 | 92.1507 | 92.1951 | -87.6953 | -87.8493 | -87.8049 |  | 0.047923 | 1.5196 | 1.4901 | 0.049408 | 1.5192 | 1.4887 | -37.4739 | -147.8832 | 149.737 | -37.5932 | -147.8308 | 149.748

## LG_min_fault_6
name | pf_ikss_a_from_ka | pf_ikss_b_from_ka | pf_ikss_c_from_ka | pf_ikss_a_to_ka | pf_ikss_b_to_ka | pf_ikss_c_to_ka | pf_skss_a_from_mw | pf_skss_b_from_mw | pf_skss_c_from_mw | pf_skss_a_to_mw | pf_skss_b_to_mw | pf_skss_c_to_mw | pf_p_a_from_mw | pf_p_b_from_mw | pf_p_c_from_mw | pf_p_a_to_mw | pf_p_b_to_mw | pf_p_c_to_mw | pf_q_a_from_mvar | pf_q_b_from_mvar | pf_q_c_from_mvar | pf_q_a_to_mvar | pf_q_b_to_mvar | pf_q_c_to_mvar | pf_ikss_a_from_degree | pf_ikss_b_from_degree | pf_ikss_c_from_degree | pf_ikss_a_to_degree | pf_ikss_b_to_degree | pf_ikss_c_to_degree | 3xI0 | pf_vm_a_from_pu | pf_vm_b_from_pu | pf_vm_c_from_pu | pf_vm_a_to_pu | pf_vm_b_to_pu | pf_vm_c_to_pu | pf_va_a_from_degree | pf_va_b_from_degree | pf_va_c_from_degree | pf_va_a_to_degree | pf_va_b_to_degree | pf_va_c_to_degree
Line0_1_2 | 0.0028993 | 0.002859 | 0.0028511 | 0.0028993 | 0.002859 | 0.0028511 | 0.00066956 | 0.00066025 | 0.00065843 | 0.00066957 | 0.00066026 | 0.00065843 | -0.00038113 | -0.00024798 | 0.00062138 | 0.00038121 | 0.00024807 | -0.00062132 | -0.00044086 | 0.00064131 | -8.3632e-06 | 0.00044095 | -0.00064124 | 8.444e-06 | 126.8509 | 126.6963 | 126.7412 | -53.1491 | -53.3037 | -53.2588 |  | 0.87037 | 1.0414 | 0.94383 | 0.87055 | 1.0413 | 0.94371 | -3.9924 | -122.1629 | 125.9701 | -3.993 | -122.1544 | 125.9625
Line10_11_12 | 0.002892 | 0.0028518 | 0.002844 | 0.0028921 | 0.0028519 | 0.002844 | 0.00066789 | 0.0006586 | 0.00065679 | 0.00066789 | 0.00065861 | 0.00065679 | -0.00038138 | -0.000246 | 0.00061966 | 0.00038146 | 0.00024608 | -0.00061959 | -0.00043903 | 0.00064013 | -9.9749e-06 | 0.00043912 | -0.00064006 | 1.0055e-05 | 126.9868 | 126.8328 | 126.8772 | -53.0132 | -53.1672 | -53.1228 |  | 0.87072 | 1.0413 | 0.9436 | 0.8709 | 1.0412 | 0.94348 | -3.9935 | -122.1459 | 125.955 | -3.9941 | -122.1374 | 125.9474
Line11_12_13 | 0.0028921 | 0.0028519 | 0.002844 | 0.0028921 | 0.0028519 | 0.002844 | 0.00066789 | 0.00065861 | 0.00065679 | 0.0006679 | 0.00065862 | 0.0006568 | -0.00038146 | -0.00024608 | 0.00061959 | 0.00038155 | 0.00024616 | -0.00061952 | -0.00043912 | 0.00064006 | -1.0055e-05 | 0.00043921 | -0.00063999 | 1.0135e-05 | 126.9868 | 126.8328 | 126.8772 | -53.0132 | -53.1672 | -53.1228 |  | 0.8709 | 1.0412 | 0.94348 | 0.87107 | 1.0411 | 0.94337 | -3.9941 | -122.1374 | 125.9474 | -3.9946 | -122.1289 | 125.9399
Line12_13_15 | 0 | 0 | 0 | 0 | 0 | 0 | 0 | 0 | 0 | 0 | 0 | 0 | 1.3477e-08 | 1.0379e-08 | -2.3555e-08 | -8.7401e-09 | -7.2697e-09 | 1.5709e-08 | 1.7084e-08 | -2.3845e-08 | -6.5425e-10 | -1.16e-08 | 1.5762e-08 | 7.7623e-10 | 0 | 0 | 0 | 0 | 0 | 0 |  | 0.87107 | 1.0411 | 0.94337 | 0.87107 | 1.0411 | 0.94337 | -3.9946 | -122.1289 | 125.9399 | -3.9946 | -122.1289 | 125.9399
Line13_13_14 | 0.0028922 | 0.002852 | 0.0028441 | 0.0028922 | 0.002852 | 0.0028442 | 0.00066793 | 0.00065864 | 0.00065683 | 0.00066794 | 0.00065865 | 0.00065684 | -0.00038156 | -0.00024617 | 0.00061955 | 0.00038165 | 0.00024625 | -0.00061948 | -0.00043922 | 0.00064001 | -1.0134e-05 | 0.00043931 | -0.00063994 | 1.0215e-05 | 126.9866 | 126.8327 | 126.8771 | -53.0134 | -53.1673 | -53.1229 |  | 0.87107 | 1.0411 | 0.94337 | 0.87125 | 1.041 | 0.94325 | -3.9946 | -122.1289 | 125.9399 | -3.9952 | -122.1204 | 125.9324
Line14_15_16 | 0 | 0 | 0 | 0 | 0 | 0 | 0 | 0 | 0 | 0 | 0 | 0 | 8.9848e-09 | 6.9194e-09 | -1.5704e-08 | -4.2477e-09 | -3.81e-09 | 7.8571e-09 | 1.1389e-08 | -1.5897e-08 | -4.3617e-10 | -5.9059e-09 | 7.8136e-09 | 5.5814e-10 | 0 | 0 | 0 | 0 | 0 | 0 |  | 0.87107 | 1.0411 | 0.94337 | 0.87107 | 1.0411 | 0.94337 | -3.9946 | -122.1289 | 125.9399 | -3.9946 | -122.1289 | 125.9399
Line15_16_17 | 0 | 0 | 0 | 0 | 0 | 0 | 0 | 0 | 0 | 0 | 0 | 0 | 4.4924e-09 | 3.4597e-09 | -7.8518e-09 | 2.4472e-10 | -3.5031e-10 | 5.2974e-12 | 5.6945e-09 | -7.9484e-09 | -2.1808e-10 | -2.1137e-10 | -1.3472e-10 | 3.4006e-10 | 0 | 0 | 0 | 0 | 0 | 0 |  | 0.87107 | 1.0411 | 0.94337 | 0.87107 | 1.0411 | 0.94337 | -3.9946 | -122.1289 | 125.9399 | -3.9946 | -122.1289 | 125.9399
Line16_4_18 | 0.028248 | 0 | 0 | 0.028248 | 0 | 0 | 0.0065235 | 0 | 0 | 0.0065235 | 0 | 0 | 0.0040024 | 3.5634e-09 | -7.9351e-09 | -0.0039896 | -3.4885e-10 | 6.7259e-12 | 0.0040029 | -8.0052e-09 | -2.8526e-10 | -0.0039896 | -1.3286e-10 | 3.3817e-10 | -49.0008 | 0 | 0 | 130.9992 | 0 | 0 |  | 0.86773 | 1.0411 | 0.94336 | 0.8649 | 1.0408 | 0.94301 | -3.997 | -122.1273 | 125.9358 | -4.0008 | -122.1002 | 125.909
Line17_5_19 | 0 | 0 | 0 | 0 | 0 | 0 | 0 | 0 | 0 | 0 | 0 | 0 | 4.4838e-09 | 3.5113e-09 | -7.8937e-09 | 2.4677e-10 | -3.5159e-10 | 3.5215e-12 | 5.74e-09 | -7.9758e-09 | -2.6104e-10 | -2.1109e-10 | -1.3691e-10 | 3.4195e-10 | 0 | 0 | 0 | 0 | 0 | 0 |  | 0.87037 | 1.0414 | 0.94383 | 0.87037 | 1.0414 | 0.94383 | -3.9924 | -122.1629 | 125.9701 | -3.9924 | -122.1629 | 125.9701
Line1_1_3 | 0.002892 | 0.0028518 | 0.0028439 | 0.002892 | 0.0028518 | 0.0028439 | 0.00066787 | 0.00065859 | 0.00065677 | 0.00066788 | 0.00065859 | 0.00065678 | -0.0003812 | -0.00024583 | 0.0006198 | 0.00038129 | 0.00024591 | -0.00061973 | -0.00043885 | 0.00064028 | -9.8147e-06 | 0.00043894 | -0.00064021 | 9.8951e-06 | 126.9869 | 126.8329 | 126.8773 | -53.0131 | -53.1671 | -53.1227 |  | 0.87037 | 1.0414 | 0.94383 | 0.87055 | 1.0413 | 0.94371 | -3.9924 | -122.1629 | 125.9701 | -3.993 | -122.1544 | 125.9625
Line2_1_4 | 0.02531 | 0.0028668 | 0.0028533 | 0.02531 | 0.0028668 | 0.0028533 | 0.0058451 | 0.00066205 | 0.00065894 | 0.0058451 | 0.00066206 | 0.00065895 | 0.0036319 | -0.00025144 | 0.00062189 | -0.0036212 | 0.00025175 | -0.00062158 | 0.0035624 | 0.00064198 | -7.395e-06 | -0.0035513 | -0.00064161 | 7.7632e-06 | -48.439 | 126.4488 | 126.6513 | 131.561 | -53.5512 | -53.3487 |  | 0.87037 | 1.0414 | 0.94383 | 0.86773 | 1.0411 | 0.94336 | -3.9924 | -122.1629 | 125.9701 | -3.997 | -122.1273 | 125.9358
Line3_1_5 | 0 | 0 | 0 | 0 | 0 | 0 | 0 | 0 | 0 | 0 | 0 | 0 | 8.9675e-09 | 7.0225e-09 | -1.5787e-08 | -4.237e-09 | -3.8629e-09 | 7.8972e-09 | 1.148e-08 | -1.5952e-08 | -5.2208e-10 | -5.9511e-09 | 7.8389e-09 | 6.0299e-10 | 0 | 0 | 0 | 0 | 0 | 0 |  | 0.87037 | 1.0414 | 0.94383 | 0.87037 | 1.0414 | 0.94383 | -3.9924 | -122.1629 | 125.9701 | -3.9924 | -122.1629 | 125.9701
Line4_2_6 | 0.0028993 | 0.002859 | 0.0028511 | 0.0028994 | 0.002859 | 0.0028511 | 0.00066957 | 0.00066026 | 0.00065843 | 0.00066958 | 0.00066027 | 0.00065844 | -0.00038121 | -0.00024807 | 0.00062132 | 0.0003813 | 0.00024815 | -0.00062125 | -0.00044095 | 0.00064124 | -8.4437e-06 | 0.00044104 | -0.00064116 | 8.5245e-06 | 126.8509 | 126.6963 | 126.7411 | -53.1491 | -53.3037 | -53.2589 |  | 0.87055 | 1.0413 | 0.94371 | 0.87072 | 1.0413 | 0.9436 | -3.993 | -122.1544 | 125.9625 | -3.9936 | -122.1459 | 125.955
Line5_6_7 | 0.0028994 | 0.002859 | 0.0028511 | 0.0028994 | 0.0028591 | 0.0028512 | 0.00066958 | 0.00066027 | 0.00065844 | 0.00066959 | 0.00066028 | 0.00065845 | -0.0003813 | -0.00024815 | 0.00062125 | 0.00038138 | 0.00024823 | -0.00062118 | -0.00044104 | 0.00064116 | -8.5242e-06 | 0.00044113 | -0.00064109 | 8.605e-06 | 126.8509 | 126.6963 | 126.7411 | -53.1491 | -53.3037 | -53.2589 |  | 0.87072 | 1.0413 | 0.9436 | 0.8709 | 1.0412 | 0.94348 | -3.9936 | -122.1459 | 125.955 | -3.9942 | -122.1374 | 125.9474
Line6_7_8 | 0 | 0 | 0 | 0 | 0 | 0 | 0 | 0 | 0 | 0 | 0 | 0 | 1.3471e-08 | 1.0417e-08 | -2.3587e-08 | -8.7355e-09 | -7.2955e-09 | 1.5729e-08 | 1.7117e-08 | -2.3866e-08 | -6.8602e-10 | -1.1623e-08 | 1.5775e-08 | 7.9788e-10 | 0 | 0 | 0 | 0 | 0 | 0 |  | 0.8709 | 1.0412 | 0.94348 | 0.8709 | 1.0412 | 0.94348 | -3.9942 | -122.1374 | 125.9474 | -3.9942 | -122.1374 | 125.9474
Line7_8_9 | 0 | 0 | 0 | 0 | 0 | 0 | 0 | 0 | 0 | 0 | 0 | 0 | 4.4904e-09 | 3.4724e-09 | -7.8623e-09 | 2.4523e-10 | -3.5063e-10 | 4.8598e-12 | 5.7058e-09 | -7.9553e-09 | -2.2867e-10 | -2.1131e-10 | -1.3526e-10 | 3.4053e-10 | 0 | 0 | 0 | 0 | 0 | 0 |  | 0.8709 | 1.0412 | 0.94348 | 0.8709 | 1.0412 | 0.94348 | -3.9942 | -122.1374 | 125.9474 | -3.9942 | -122.1374 | 125.9474
Line8_8_10 | 0 | 0 | 0 | 0 | 0 | 0 | 0 | 0 | 0 | 0 | 0 | 0 | 4.4904e-09 | 3.4724e-09 | -7.8623e-09 | 2.4523e-10 | -3.5063e-10 | 4.8598e-12 | 5.7058e-09 | -7.9553e-09 | -2.2867e-10 | -2.1131e-10 | -1.3526e-10 | 3.4053e-10 | 0 | 0 | 0 | 0 | 0 | 0 |  | 0.8709 | 1.0412 | 0.94348 | 0.8709 | 1.0412 | 0.94348 | -3.9942 | -122.1374 | 125.9474 | -3.9942 | -122.1374 | 125.9474
Line9_3_11 | 0.002892 | 0.0028518 | 0.0028439 | 0.002892 | 0.0028518 | 0.002844 | 0.00066788 | 0.00065859 | 0.00065678 | 0.00066789 | 0.0006586 | 0.00065679 | -0.00038129 | -0.00024591 | 0.00061973 | 0.00038138 | 0.000246 | -0.00061966 | -0.00043894 | 0.00064021 | -9.8948e-06 | 0.00043903 | -0.00064013 | 9.9752e-06 | 126.9868 | 126.8328 | 126.8772 | -53.0132 | -53.1672 | -53.1228 |  | 0.87055 | 1.0413 | 0.94371 | 0.87072 | 1.0413 | 0.9436 | -3.993 | -122.1544 | 125.9625 | -3.9935 | -122.1459 | 125.955

## LG_min_fault_10
name | pf_ikss_a_from_ka | pf_ikss_b_from_ka | pf_ikss_c_from_ka | pf_ikss_a_to_ka | pf_ikss_b_to_ka | pf_ikss_c_to_ka | pf_skss_a_from_mw | pf_skss_b_from_mw | pf_skss_c_from_mw | pf_skss_a_to_mw | pf_skss_b_to_mw | pf_skss_c_to_mw | pf_p_a_from_mw | pf_p_b_from_mw | pf_p_c_from_mw | pf_p_a_to_mw | pf_p_b_to_mw | pf_p_c_to_mw | pf_q_a_from_mvar | pf_q_b_from_mvar | pf_q_c_from_mvar | pf_q_a_to_mvar | pf_q_b_to_mvar | pf_q_c_to_mvar | pf_ikss_a_from_degree | pf_ikss_b_from_degree | pf_ikss_c_from_degree | pf_ikss_a_to_degree | pf_ikss_b_to_degree | pf_ikss_c_to_degree | 3xI0 | pf_vm_a_from_pu | pf_vm_b_from_pu | pf_vm_c_from_pu | pf_vm_a_to_pu | pf_vm_b_to_pu | pf_vm_c_to_pu | pf_va_a_from_degree | pf_va_b_from_degree | pf_va_c_from_degree | pf_va_a_to_degree | pf_va_b_to_degree | pf_va_c_to_degree
Line0_1_2 | 0.0027467 | 0.0027085 | 0.002701 | 0.0027467 | 0.0027085 | 0.002701 | 0.00063432 | 0.0006255 | 0.00062377 | 0.00063433 | 0.00062551 | 0.00062378 | -0.00034206 | -0.00022257 | 0.0005577 | 0.00034214 | 0.00022264 | -0.00055763 | -0.00039568 | 0.00057558 | -7.5061e-06 | 0.00039576 | -0.00057551 | 7.5786e-06 | 126.8509 | 126.6963 | 126.7412 | -53.1491 | -53.3037 | -53.2588 |  | 0.82456 | 0.98659 | 0.89415 | 0.82473 | 0.98652 | 0.89404 | -3.9924 | -122.1629 | 125.9701 | -3.993 | -122.1544 | 125.9625
Line10_11_12 | 0.0027398 | 0.0027017 | 0.0026943 | 0.0027399 | 0.0027018 | 0.0026943 | 0.00063273 | 0.00062394 | 0.00062222 | 0.00063274 | 0.00062395 | 0.00062223 | -0.00034229 | -0.00022078 | 0.00055615 | 0.00034236 | 0.00022086 | -0.00055609 | -0.00039403 | 0.00057452 | -8.9525e-06 | 0.00039411 | -0.00057446 | 9.0247e-06 | 126.9868 | 126.8328 | 126.8772 | -53.0132 | -53.1672 | -53.1228 |  | 0.82489 | 0.98645 | 0.89394 | 0.82506 | 0.98638 | 0.89383 | -3.9935 | -122.1459 | 125.955 | -3.9941 | -122.1374 | 125.9474
Line11_12_13 | 0.0027399 | 0.0027018 | 0.0026943 | 0.0027399 | 0.0027018 | 0.0026944 | 0.00063274 | 0.00062395 | 0.00062223 | 0.00063275 | 0.00062395 | 0.00062223 | -0.00034236 | -0.00022086 | 0.00055609 | 0.00034244 | 0.00022093 | -0.00055603 | -0.00039411 | 0.00057446 | -9.0244e-06 | 0.00039419 | -0.00057439 | 9.0966e-06 | 126.9868 | 126.8328 | 126.8772 | -53.0132 | -53.1672 | -53.1228 |  | 0.82506 | 0.98638 | 0.89383 | 0.82523 | 0.98631 | 0.89372 | -3.9941 | -122.1374 | 125.9474 | -3.9946 | -122.1289 | 125.9399
Line12_13_15 | 0 | 0 | 0 | 0 | 0 | 0 | 0 | 0 | 0 | 0 | 0 | 0 | 1.2096e-08 | 9.3153e-09 | -2.1141e-08 | -7.8443e-09 | -6.5246e-09 | 1.4099e-08 | 1.5333e-08 | -2.1401e-08 | -5.872e-10 | -1.0411e-08 | 1.4147e-08 | 6.9667e-10 | 0 | 0 | 0 | 0 | 0 | 0 |  | 0.82523 | 0.98631 | 0.89372 | 0.82523 | 0.98631 | 0.89372 | -3.9946 | -122.1289 | 125.9399 | -3.9946 | -122.1289 | 125.9399
Line13_13_14 | 0.00274 | 0.0027019 | 0.0026945 | 0.00274 | 0.0027019 | 0.0026945 | 0.00063277 | 0.00062398 | 0.00062226 | 0.00063278 | 0.00062399 | 0.00062227 | -0.00034245 | -0.00022094 | 0.00055605 | 0.00034253 | 0.00022101 | -0.00055599 | -0.00039421 | 0.00057441 | -9.0957e-06 | 0.00039429 | -0.00057435 | 9.1679e-06 | 126.9866 | 126.8327 | 126.8771 | -53.0134 | -53.1673 | -53.1229 |  | 0.82523 | 0.98631 | 0.89372 | 0.82539 | 0.98625 | 0.89361 | -3.9946 | -122.1289 | 125.9399 | -3.9952 | -122.1204 | 125.9324
Line14_15_16 | 0 | 0 | 0 | 0 | 0 | 0 | 0 | 0 | 0 | 0 | 0 | 0 | 8.0639e-09 | 6.2102e-09 | -1.4094e-08 | -3.8123e-09 | -3.4195e-09 | 7.0518e-09 | 1.0222e-08 | -1.4267e-08 | -3.9147e-10 | -5.3006e-09 | 7.0128e-09 | 5.0094e-10 | 0 | 0 | 0 | 0 | 0 | 0 |  | 0.82523 | 0.98631 | 0.89372 | 0.82523 | 0.98631 | 0.89372 | -3.9946 | -122.1289 | 125.9399 | -3.9946 | -122.1289 | 125.9399
Line15_16_17 | 0 | 0 | 0 | 0 | 0 | 0 | 0 | 0 | 0 | 0 | 0 | 0 | 4.032e-09 | 3.1051e-09 | -7.047e-09 | 2.1964e-10 | -3.144e-10 | 4.7544e-12 | 5.1109e-09 | -7.1337e-09 | -1.9573e-10 | -1.8971e-10 | -1.2091e-10 | 3.0521e-10 | 0 | 0 | 0 | 0 | 0 | 0 |  | 0.82523 | 0.98631 | 0.89372 | 0.82523 | 0.98631 | 0.89372 | -3.9946 | -122.1289 | 125.9399 | -3.9946 | -122.1289 | 125.9399
Line16_4_18 | 0.026761 | 0 | 0 | 0.026761 | 0 | 0 | 0.0061802 | 0 | 0 | 0.0061801 | 0 | 0 | 0.0035922 | 3.1982e-09 | -7.1218e-09 | -0.0035807 | -3.1309e-10 | 6.0366e-12 | 0.0035927 | -7.1847e-09 | -2.5602e-10 | -0.0035807 | -1.1924e-10 | 3.0351e-10 | -49.0008 | 0 | 0 | 130.9992 | 0 | 0 |  | 0.82206 | 0.98626 | 0.89371 | 0.81938 | 0.986 | 0.89338 | -3.997 | -122.1273 | 125.9358 | -4.0008 | -122.1002 | 125.909
Line17_5_19 | 0 | 0 | 0 | 0 | 0 | 0 | 0 | 0 | 0 | 0 | 0 | 0 | 4.0242e-09 | 3.1514e-09 | -7.0847e-09 | 2.2147e-10 | -3.1555e-10 | 3.1606e-12 | 5.1517e-09 | -7.1584e-09 | -2.3429e-10 | -1.8945e-10 | -1.2288e-10 | 3.069e-10 | 0 | 0 | 0 | 0 | 0 | 0 |  | 0.82456 | 0.98659 | 0.89415 | 0.82456 | 0.98659 | 0.89415 | -3.9924 | -122.1629 | 125.9701 | -3.9924 | -122.1629 | 125.9701
Line1_1_3 | 0.0027398 | 0.0027017 | 0.0026942 | 0.0027398 | 0.0027017 | 0.0026943 | 0.00063272 | 0.00062392 | 0.0006222 | 0.00063273 | 0.00062393 | 0.00062221 | -0.00034213 | -0.00022064 | 0.00055628 | 0.00034221 | 0.00022071 | -0.00055621 | -0.00039387 | 0.00057465 | -8.8088e-06 | 0.00039395 | -0.00057459 | 8.8809e-06 | 126.9869 | 126.8329 | 126.8773 | -53.0131 | -53.1671 | -53.1227 |  | 0.82456 | 0.98659 | 0.89415 | 0.82473 | 0.98652 | 0.89405 | -3.9924 | -122.1629 | 125.9701 | -3.993 | -122.1544 | 125.9625
Line2_1_4 | 0.023978 | 0.0027159 | 0.0027031 | 0.023978 | 0.0027159 | 0.0027032 | 0.0055375 | 0.00062721 | 0.00062426 | 0.0055375 | 0.00062721 | 0.00062427 | 0.0032597 | -0.00022567 | 0.00055815 | -0.00325 | 0.00022595 | -0.00055787 | 0.0031973 | 0.00057618 | -6.637e-06 | -0.0031873 | -0.00057585 | 6.9675e-06 | -48.439 | 126.4488 | 126.6513 | 131.561 | -53.5512 | -53.3487 |  | 0.82456 | 0.98659 | 0.89415 | 0.82206 | 0.98626 | 0.89371 | -3.9924 | -122.1629 | 125.9701 | -3.997 | -122.1273 | 125.9358
Line3_1_5 | 0 | 0 | 0 | 0 | 0 | 0 | 0 | 0 | 0 | 0 | 0 | 0 | 8.0484e-09 | 6.3028e-09 | -1.4169e-08 | -3.8027e-09 | -3.4669e-09 | 7.0878e-09 | 1.0303e-08 | -1.4317e-08 | -4.6857e-10 | -5.3412e-09 | 7.0355e-09 | 5.4119e-10 | 0 | 0 | 0 | 0 | 0 | 0 |  | 0.82456 | 0.98659 | 0.89415 | 0.82456 | 0.98659 | 0.89415 | -3.9924 | -122.1629 | 125.9701 | -3.9924 | -122.1629 | 125.9701
Line4_2_6 | 0.0027467 | 0.0027085 | 0.002701 | 0.0027468 | 0.0027086 | 0.0027011 | 0.00063433 | 0.00062551 | 0.00062378 | 0.00063434 | 0.00062552 | 0.00062379 | -0.00034214 | -0.00022264 | 0.00055763 | 0.00034222 | 0.00022271 | -0.00055757 | -0.00039576 | 0.00057551 | -7.5783e-06 | 0.00039584 | -0.00057545 | 7.6508e-06 | 126.8509 | 126.6963 | 126.7411 | -53.1491 | -53.3037 | -53.2589 |  | 0.82473 | 0.98652 | 0.89404 | 0.82489 | 0.98645 | 0.89393 | -3.993 | -122.1544 | 125.9625 | -3.9936 | -122.1459 | 125.955
Line5_6_7 | 0.0027468 | 0.0027086 | 0.0027011 | 0.0027468 | 0.0027086 | 0.0027011 | 0.00063434 | 0.00062552 | 0.00062379 | 0.00063434 | 0.00062552 | 0.00062379 | -0.00034222 | -0.00022271 | 0.00055757 | 0.00034229 | 0.00022279 | -0.00055751 | -0.00039584 | 0.00057545 | -7.6505e-06 | 0.00039592 | -0.00057538 | 7.7231e-06 | 126.8509 | 126.6963 | 126.7411 | -53.1491 | -53.3037 | -53.2589 |  | 0.82489 | 0.98645 | 0.89393 | 0.82506 | 0.98638 | 0.89382 | -3.9936 | -122.1459 | 125.955 | -3.9942 | -122.1374 | 125.9474
Line6_7_8 | 0 | 0 | 0 | 0 | 0 | 0 | 0 | 0 | 0 | 0 | 0 | 0 | 1.209e-08 | 9.3496e-09 | -2.1169e-08 | -7.8402e-09 | -6.5478e-09 | 1.4117e-08 | 1.5363e-08 | -2.142e-08 | -6.1571e-10 | -1.0432e-08 | 1.4158e-08 | 7.161e-10 | 0 | 0 | 0 | 0 | 0 | 0 |  | 0.82506 | 0.98638 | 0.89382 | 0.82506 | 0.98638 | 0.89382 | -3.9942 | -122.1374 | 125.9474 | -3.9942 | -122.1374 | 125.9474
Line7_8_9 | 0 | 0 | 0 | 0 | 0 | 0 | 0 | 0 | 0 | 0 | 0 | 0 | 4.0301e-09 | 3.1165e-09 | -7.0564e-09 | 2.2009e-10 | -3.1469e-10 | 4.3617e-12 | 5.121e-09 | -7.1399e-09 | -2.0524e-10 | -1.8965e-10 | -1.214e-10 | 3.0563e-10 | 0 | 0 | 0 | 0 | 0 | 0 |  | 0.82506 | 0.98638 | 0.89382 | 0.82506 | 0.98638 | 0.89382 | -3.9942 | -122.1374 | 125.9474 | -3.9942 | -122.1374 | 125.9474
Line8_8_10 | 0 | 0 | 0 | 0 | 0 | 0 | 0 | 0 | 0 | 0 | 0 | 0 | 4.0301e-09 | 3.1165e-09 | -7.0564e-09 | 2.2009e-10 | -3.1469e-10 | 4.3617e-12 | 5.121e-09 | -7.1399e-09 | -2.0524e-10 | -1.8965e-10 | -1.214e-10 | 3.0563e-10 | 0 | 0 | 0 | 0 | 0 | 0 |  | 0.82506 | 0.98638 | 0.89382 | 0.82506 | 0.98638 | 0.89382 | -3.9942 | -122.1374 | 125.9474 | -3.9942 | -122.1374 | 125.9474
Line9_3_11 | 0.0027398 | 0.0027017 | 0.0026943 | 0.0027398 | 0.0027017 | 0.0026943 | 0.00063273 | 0.00062393 | 0.00062221 | 0.00063273 | 0.00062394 | 0.00062222 | -0.00034221 | -0.00022071 | 0.00055621 | 0.00034229 | 0.00022078 | -0.00055615 | -0.00039395 | 0.00057459 | -8.8806e-06 | 0.00039403 | -0.00057452 | 8.9528e-06 | 126.9868 | 126.8328 | 126.8772 | -53.0132 | -53.1672 | -53.1228 |  | 0.82473 | 0.98652 | 0.89405 | 0.82489 | 0.98645 | 0.89394 | -3.993 | -122.1544 | 125.9625 | -3.9935 | -122.1459 | 125.955

## LLG_max_6
name | pf_ikss_a_from_ka | pf_ikss_b_from_ka | pf_ikss_c_from_ka | pf_ikss_a_to_ka | pf_ikss_b_to_ka | pf_ikss_c_to_ka | pf_skss_a_from_mw | pf_skss_b_from_mw | pf_skss_c_from_mw | pf_skss_a_to_mw | pf_skss_b_to_mw | pf_skss_c_to_mw | pf_p_a_from_mw | pf_p_b_from_mw | pf_p_c_from_mw | pf_p_a_to_mw | pf_p_b_to_mw | pf_p_c_to_mw | pf_q_a_from_mvar | pf_q_b_from_mvar | pf_q_c_from_mvar | pf_q_a_to_mvar | pf_q_b_to_mvar | pf_q_c_to_mvar | pf_ikss_a_from_degree | pf_ikss_b_from_degree | pf_ikss_c_from_degree | pf_ikss_a_to_degree | pf_ikss_b_to_degree | pf_ikss_c_to_degree | 3xI0 | pf_vm_a_from_pu | pf_vm_b_from_pu | pf_vm_c_from_pu | pf_vm_a_to_pu | pf_vm_b_to_pu | pf_vm_c_to_pu | pf_va_a_from_degree | pf_va_b_from_degree | pf_va_c_from_degree | pf_va_a_to_degree | pf_va_b_to_degree | pf_va_c_to_degree
Line0_1_2 | 0.19146 | 0.51241 | 0.5571 | 0.19146 | 0.51241 | 0.5571 | 0.044217 | 0.11834 | 0.12866 | 0.044217 | 0.11834 | 0.12866 | 0.0098648 | 0.027198 | -0.083454 | -0.009833 | -0.026393 | 0.086678 | 0.056986 | -0.073108 | -0.038921 | -0.056967 | 0.077293 | 0.042837 | -77.9108 | -43.3832 | -106.0401 | 102.0892 | 136.6168 | 73.9599 |  | 1.308 | 0.65916 | 0.71574 | 1.3074 | 0.69019 | 0.75151 | 2.268 | -112.9768 | 98.963 | 2.2958 | -114.5294 | 100.2586
Line10_11_12 | 0.17677 | 0.46392 | 0.49739 | 0.17677 | 0.46392 | 0.49739 | 0.040824 | 0.10714 | 0.11487 | 0.040824 | 0.10714 | 0.11487 | 0.013289 | 0.021873 | -0.08068 | -0.013281 | -0.021198 | 0.083268 | 0.051631 | -0.073502 | -0.038732 | -0.05159 | 0.076906 | 0.041829 | -73.3035 | -42.1764 | -104.3495 | 106.6965 | 137.8236 | 75.6505 |  | 1.3059 | 0.71579 | 0.77911 | 1.3049 | 0.7446 | 0.81122 | 2.263 | -115.604 | 101.2946 | 2.2604 | -116.7665 | 102.323
Line11_12_13 | 0.17677 | 0.46392 | 0.49739 | 0.17677 | 0.46392 | 0.4974 | 0.040824 | 0.10714 | 0.11487 | 0.040824 | 0.10714 | 0.11487 | 0.013281 | 0.021198 | -0.083268 | -0.013273 | -0.020523 | 0.085856 | 0.05159 | -0.076906 | -0.041829 | -0.05155 | 0.080311 | 0.044927 | -73.3036 | -42.1764 | -104.3495 | 106.6964 | 137.8235 | 75.6505 |  | 1.3049 | 0.7446 | 0.81122 | 1.3039 | 0.7737 | 0.84358 | 2.2604 | -116.7665 | 102.323 | 2.2579 | -117.842 | 103.2727
Line12_13_15 | 0 | 0 | 0 | 0 | 0 | 0 | 0 | 0 | 0 | 0 | 0 | 0 | -1.3679e-08 | -3.9509e-08 | 5.2993e-08 | 7.9013e-09 | 2.7121e-08 | -3.4828e-08 | -8.3034e-08 | 3.3094e-08 | 1.9883e-09 | 5.5554e-08 | -2.195e-08 | -2.2603e-09 | 0 | 0 | 0 | 0 | 0 | 0 |  | 1.3039 | 0.7737 | 0.84358 | 1.3039 | 0.7737 | 0.84358 | 2.2579 | -117.842 | 103.2727 | 2.2579 | -117.842 | 103.2727
Line13_13_14 | 0.17677 | 0.46392 | 0.4974 | 0.17677 | 0.46392 | 0.4974 | 0.040824 | 0.10714 | 0.11487 | 0.040824 | 0.10714 | 0.11487 | 0.013273 | 0.020523 | -0.085856 | -0.013265 | -0.019847 | 0.088444 | 0.05155 | -0.080311 | -0.044927 | -0.051509 | 0.083716 | 0.048024 | -73.3036 | -42.1765 | -104.3495 | 106.6964 | 137.8235 | 75.6505 |  | 1.3039 | 0.7737 | 0.84358 | 1.3029 | 0.80305 | 0.87614 | 2.2579 | -117.842 | 103.2727 | 2.2553 | -118.8392 | 104.1521
Line14_15_16 | 0 | 0 | 0 | 0 | 0 | 0 | 0 | 0 | 0 | 0 | 0 | 0 | -9.1191e-09 | -2.6339e-08 | 3.5329e-08 | 3.3417e-09 | 1.3951e-08 | -1.7163e-08 | -5.5356e-08 | 2.2063e-08 | 1.3255e-09 | 2.7876e-08 | -1.0919e-08 | -1.5975e-09 | 0 | 0 | 0 | 0 | 0 | 0 |  | 1.3039 | 0.7737 | 0.84358 | 1.3039 | 0.7737 | 0.84358 | 2.2579 | -117.842 | 103.2727 | 2.2579 | -117.842 | 103.2727
Line15_16_17 | 0 | 0 | 0 | 0 | 0 | 0 | 0 | 0 | 0 | 0 | 0 | 0 | -4.5595e-09 | -1.317e-08 | 1.7664e-08 | -1.2178e-09 | 7.8172e-10 | 5.0107e-10 | -2.7678e-08 | 1.1031e-08 | 6.6277e-10 | 1.9777e-10 | 1.1217e-10 | -9.3476e-10 | 0 | 0 | 0 | 0 | 0 | 0 |  | 1.3039 | 0.7737 | 0.84358 | 1.3039 | 0.7737 | 0.84358 | 2.2579 | -117.842 | 103.2727 | 2.2579 | -117.842 | 103.2727
Line16_4_18 | 0 | 3.8634 | 4.3182 | 0 | 3.8634 | 4.3182 | 0 | 0.89221 | 0.99724 | 0 | 0.89221 | 0.99724 | -8.3552e-10 | 0.098695 | 0.2161 | -7.078e-10 | 7.8739e-14 | 3.3866e-14 | -4.0007e-08 | 0.30538 | 0.3242 | 3.3449e-10 | 8.9756e-15 | 9.5461e-15 | 0 | 172.8523 | 43.8199 | 0 | -7.1477 | -136.1801 |  | 1.2614 | 0.35971 | 0.3907 | 1.2072 | 0 | 0 | 3.281 | -115.0578 | 100.1343 | 4.1271 | 0 | 0
Line17_5_19 | 0 | 0 | 0 | 0 | 0 | 0 | 0 | 0 | 0 | 0 | 0 | 0 | -2.9467e-09 | -1.5732e-08 | 1.8301e-08 | -1.2411e-09 | 9.2559e-10 | 6.9356e-10 | -3.4656e-08 | 9.0046e-09 | 9.1144e-10 | 1.9928e-10 | 3.1029e-10 | -9.8918e-10 | 0 | 0 | 0 | 0 | 0 | 0 |  | 1.308 | 0.65916 | 0.71574 | 1.308 | 0.65916 | 0.71574 | 2.268 | -112.9768 | 98.963 | 2.268 | -112.9768 | 98.963
Line1_1_3 | 0.17677 | 0.46392 | 0.49739 | 0.17677 | 0.46392 | 0.49739 | 0.040824 | 0.10714 | 0.11487 | 0.040824 | 0.10714 | 0.11487 | 0.013305 | 0.023224 | -0.075504 | -0.013297 | -0.022549 | 0.078092 | 0.051712 | -0.066692 | -0.032537 | -0.051672 | 0.070097 | 0.035634 | -73.3035 | -42.1764 | -104.3495 | 106.6965 | 137.8236 | 75.6505 |  | 1.308 | 0.65916 | 0.71574 | 1.3069 | 0.68729 | 0.74727 | 2.268 | -112.9768 | 98.963 | 2.2655 | -114.3445 | 100.1783
Line2_1_4 | 0.20219 | 3.1703 | 3.4916 | 0.20219 | 3.1703 | 3.4916 | 0.046693 | 0.73215 | 0.80635 | 0.046693 | 0.73215 | 0.80635 | -0.019967 | 0.18668 | 0.29394 | 0.020237 | -0.11062 | -0.15487 | 0.057716 | 0.44504 | 0.49667 | -0.055313 | -0.239 | -0.27434 | -106.8147 | 179.7792 | 39.5806 | 73.1853 | -0.22082 | -140.4194 |  | 1.308 | 0.65916 | 0.71574 | 1.2614 | 0.35971 | 0.3907 | 2.268 | -112.9768 | 98.963 | 3.281 | -115.0578 | 100.1343
Line3_1_5 | 0 | 0 | 0 | 0 | 0 | 0 | 0 | 0 | 0 | 0 | 0 | 0 | -5.8934e-09 | -3.1464e-08 | 3.6602e-08 | 1.7057e-09 | 1.6658e-08 | -1.7607e-08 | -6.9313e-08 | 1.8009e-08 | 1.8229e-09 | 3.4856e-08 | -8.6943e-09 | -1.9006e-09 | 0 | 0 | 0 | 0 | 0 | 0 |  | 1.308 | 0.65916 | 0.71574 | 1.308 | 0.65916 | 0.71574 | 2.268 | -112.9768 | 98.963 | 2.268 | -112.9768 | 98.963
Line4_2_6 | 0.19146 | 0.51241 | 0.5571 | 0.19146 | 0.51241 | 0.5571 | 0.044217 | 0.11834 | 0.12866 | 0.044217 | 0.11834 | 0.12866 | 0.009833 | 0.026393 | -0.086678 | -0.0098013 | -0.025589 | 0.089902 | 0.056967 | -0.077293 | -0.042837 | -0.056948 | 0.081478 | 0.046752 | -77.9108 | -43.3832 | -106.0401 | 102.0892 | 136.6168 | 73.9599 |  | 1.3074 | 0.69019 | 0.75151 | 1.3069 | 0.72168 | 0.78762 | 2.2958 | -114.5294 | 100.2586 | 2.3236 | -115.9475 | 101.4358
Line5_6_7 | 0.19146 | 0.51241 | 0.5571 | 0.19146 | 0.51241 | 0.5571 | 0.044217 | 0.11834 | 0.12866 | 0.044217 | 0.11834 | 0.12866 | 0.0098013 | 0.025589 | -0.089902 | -0.0097696 | -0.024785 | 0.093126 | 0.056948 | -0.081478 | -0.046752 | -0.056928 | 0.085663 | 0.050668 | -77.9108 | -43.3832 | -106.0401 | 102.0892 | 136.6168 | 73.9599 |  | 1.3069 | 0.72168 | 0.78762 | 1.3063 | 0.75358 | 0.82404 | 2.3236 | -115.9475 | 101.4358 | 2.3514 | -117.2463 | 102.5095
Line6_7_8 | 0 | 0 | 0 | 0 | 0 | 0 | 0 | 0 | 0 | 0 | 0 | 0 | -1.3363e-08 | -4.0886e-08 | 5.3889e-08 | 7.6766e-09 | 2.8073e-08 | -3.539e-08 | -8.6941e-08 | 3.2733e-08 | 1.8721e-09 | 5.8167e-08 | -2.1683e-08 | -2.2015e-09 | 0 | 0 | 0 | 0 | 0 | 0 |  | 1.3063 | 0.75358 | 0.82404 | 1.3063 | 0.75358 | 0.82404 | 2.3514 | -117.2463 | 102.5095 | 2.3514 | -117.2463 | 102.5095
Line7_8_9 | 0 | 0 | 0 | 0 | 0 | 0 | 0 | 0 | 0 | 0 | 0 | 0 | -4.4543e-09 | -1.3629e-08 | 1.7963e-08 | -1.2319e-09 | 8.157e-10 | 5.3606e-10 | -2.898e-08 | 1.0911e-08 | 6.2402e-10 | 2.0634e-10 | 1.3939e-10 | -9.535e-10 | 0 | 0 | 0 | 0 | 0 | 0 |  | 1.3063 | 0.75358 | 0.82404 | 1.3063 | 0.75358 | 0.82404 | 2.3514 | -117.2463 | 102.5095 | 2.3514 | -117.2463 | 102.5095
Line8_8_10 | 0 | 0 | 0 | 0 | 0 | 0 | 0 | 0 | 0 | 0 | 0 | 0 | -4.4543e-09 | -1.3629e-08 | 1.7963e-08 | -1.2319e-09 | 8.157e-10 | 5.3606e-10 | -2.898e-08 | 1.0911e-08 | 6.2402e-10 | 2.0634e-10 | 1.3939e-10 | -9.535e-10 | 0 | 0 | 0 | 0 | 0 | 0 |  | 1.3063 | 0.75358 | 0.82404 | 1.3063 | 0.75358 | 0.82404 | 2.3514 | -117.2463 | 102.5095 | 2.3514 | -117.2463 | 102.5095
Line9_3_11 | 0.17677 | 0.46392 | 0.49739 | 0.17677 | 0.46392 | 0.49739 | 0.040824 | 0.10714 | 0.11487 | 0.040824 | 0.10714 | 0.11487 | 0.013297 | 0.022549 | -0.078092 | -0.013289 | -0.021873 | 0.08068 | 0.051672 | -0.070097 | -0.035634 | -0.051631 | 0.073502 | 0.038732 | -73.3035 | -42.1764 | -104.3495 | 106.6965 | 137.8236 | 75.6505 |  | 1.3069 | 0.68729 | 0.74727 | 1.3059 | 0.71579 | 0.77911 | 2.2655 | -114.3445 | 100.1783 | 2.263 | -115.604 | 101.2946

## LLG_max_10
name | pf_ikss_a_from_ka | pf_ikss_b_from_ka | pf_ikss_c_from_ka | pf_ikss_a_to_ka | pf_ikss_b_to_ka | pf_ikss_c_to_ka | pf_skss_a_from_mw | pf_skss_b_from_mw | pf_skss_c_from_mw | pf_skss_a_to_mw | pf_skss_b_to_mw | pf_skss_c_to_mw | pf_p_a_from_mw | pf_p_b_from_mw | pf_p_c_from_mw | pf_p_a_to_mw | pf_p_b_to_mw | pf_p_c_to_mw | pf_q_a_from_mvar | pf_q_b_from_mvar | pf_q_c_from_mvar | pf_q_a_to_mvar | pf_q_b_to_mvar | pf_q_c_to_mvar | pf_ikss_a_from_degree | pf_ikss_b_from_degree | pf_ikss_c_from_degree | pf_ikss_a_to_degree | pf_ikss_b_to_degree | pf_ikss_c_to_degree | 3xI0 | pf_vm_a_from_pu | pf_vm_b_from_pu | pf_vm_c_from_pu | pf_vm_a_to_pu | pf_vm_b_to_pu | pf_vm_c_to_pu | pf_va_a_from_degree | pf_va_b_from_degree | pf_va_c_from_degree | pf_va_a_to_degree | pf_va_b_to_degree | pf_va_c_to_degree
Line0_1_2 | 0.19638 | 0.52279 | 0.57048 | 0.19638 | 0.52279 | 0.57048 | 0.045351 | 0.12073 | 0.13175 | 0.045351 | 0.12073 | 0.13175 | 0.009723 | 0.028527 | -0.088181 | -0.0096814 | -0.027698 | 0.091564 | 0.061511 | -0.077041 | -0.041128 | -0.06149 | 0.081411 | 0.045242 | -78.7448 | -43.2957 | -106.4342 | 101.2552 | 136.7043 | 73.5658 |  | 1.3732 | 0.68045 | 0.73855 | 1.3726 | 0.71226 | 0.77521 | 2.2728 | -112.9772 | 98.5702 | 2.3077 | -114.5059 | 99.8599
Line10_11_12 | 0.1818 | 0.47507 | 0.5115 | 0.1818 | 0.47507 | 0.5115 | 0.041985 | 0.10971 | 0.11813 | 0.041985 | 0.10971 | 0.11813 | 0.013396 | 0.023087 | -0.085565 | -0.01338 | -0.022387 | 0.088303 | 0.055982 | -0.077688 | -0.041163 | -0.05594 | 0.08127 | 0.044446 | -74.2593 | -42.1253 | -104.793 | 105.7407 | 137.8747 | 75.207 |  | 1.371 | 0.73871 | 0.80381 | 1.37 | 0.76834 | 0.83688 | 2.2836 | -115.5747 | 100.8979 | 2.289 | -116.7245 | 101.9248
Line11_12_13 | 0.1818 | 0.47507 | 0.5115 | 0.1818 | 0.47507 | 0.5115 | 0.041985 | 0.10971 | 0.11813 | 0.041985 | 0.10971 | 0.11813 | 0.01338 | 0.022387 | -0.088303 | -0.013365 | -0.021686 | 0.091041 | 0.05594 | -0.08127 | -0.044446 | -0.055898 | 0.084852 | 0.047729 | -74.2593 | -42.1253 | -104.793 | 105.7407 | 137.8747 | 75.207 |  | 1.37 | 0.76834 | 0.83688 | 1.3689 | 0.79826 | 0.8702 | 2.289 | -116.7245 | 101.9248 | 2.2944 | -117.7886 | 102.8733
Line12_13_15 | 0 | 0 | 0 | 0 | 0 | 0 | 0 | 0 | 0 | 0 | 0 | 0 | -1.4822e-08 | -4.3937e-08 | 5.8446e-08 | 8.5273e-09 | 3.0172e-08 | -3.8387e-08 | -9.344e-08 | 3.6275e-08 | 2.1278e-09 | 6.2514e-08 | -2.4059e-08 | -2.4521e-09 | 0 | 0 | 0 | 0 | 0 | 0 |  | 1.3689 | 0.79826 | 0.8702 | 1.3689 | 0.79826 | 0.8702 | 2.2944 | -117.7886 | 102.8733 | 2.2944 | -117.7886 | 102.8733
Line13_13_14 | 0.1818 | 0.47507 | 0.5115 | 0.1818 | 0.47507 | 0.5115 | 0.041985 | 0.10971 | 0.11813 | 0.041985 | 0.10971 | 0.11813 | 0.013365 | 0.021687 | -0.091041 | -0.013349 | -0.020986 | 0.093779 | 0.055898 | -0.084852 | -0.047729 | -0.055856 | 0.088435 | 0.051013 | -74.2593 | -42.1253 | -104.793 | 105.7407 | 137.8747 | 75.207 |  | 1.3689 | 0.79826 | 0.8702 | 1.3678 | 0.82844 | 0.90374 | 2.2944 | -117.7886 | 102.8733 | 2.2999 | -118.7754 | 103.7517
Line14_15_16 | 0 | 0 | 0 | 0 | 0 | 0 | 0 | 0 | 0 | 0 | 0 | 0 | -9.8813e-09 | -2.9291e-08 | 3.8964e-08 | 3.5866e-09 | 1.5526e-08 | -1.8904e-08 | -6.2293e-08 | 2.4183e-08 | 1.4185e-09 | 3.1368e-08 | -1.1967e-08 | -1.7429e-09 | 0 | 0 | 0 | 0 | 0 | 0 |  | 1.3689 | 0.79826 | 0.8702 | 1.3689 | 0.79826 | 0.8702 | 2.2944 | -117.7886 | 102.8733 | 2.2944 | -117.7886 | 102.8733
Line15_16_17 | 0 | 0 | 0 | 0 | 0 | 0 | 0 | 0 | 0 | 0 | 0 | 0 | -4.9407e-09 | -1.4646e-08 | 1.9482e-08 | -1.3541e-09 | 8.8077e-10 | 5.776e-10 | -3.1147e-08 | 1.2092e-08 | 7.0927e-10 | 2.2104e-10 | 1.2424e-10 | -1.0336e-09 | 0 | 0 | 0 | 0 | 0 | 0 |  | 1.3689 | 0.79826 | 0.8702 | 1.3689 | 0.79826 | 0.8702 | 2.2944 | -117.7886 | 102.8733 | 2.2944 | -117.7886 | 102.8733
Line16_4_18 | 0 | 3.9745 | 4.4412 | 0 | 3.9745 | 4.4412 | 0 | 0.91787 | 1.0257 | 0 | 0.91787 | 1.0257 | -8.6229e-10 | 0.10508 | 0.22845 | -8.0698e-10 | 1.3272e-13 | 9.5466e-14 | -4.4348e-08 | 0.32346 | 0.34361 | 3.6575e-10 | -4.4756e-14 | -3.6893e-14 | 0 | 172.9836 | 43.3568 | 0 | -7.0164 | -136.6432 |  | 1.3255 | 0.37054 | 0.4023 | 1.2704 | 0 | 0 | 3.2653 | -115.0138 | 99.7384 | 4.0932 | 0 | 0
Line17_5_19 | 0 | 0 | 0 | 0 | 0 | 0 | 0 | 0 | 0 | 0 | 0 | 0 | -3.1703e-09 | -1.7283e-08 | 2.0034e-08 | -1.3797e-09 | 1.0262e-09 | 7.7288e-10 | -3.8638e-08 | 9.8246e-09 | 9.2242e-10 | 2.1964e-10 | 3.3555e-10 | -1.0883e-09 | 0 | 0 | 0 | 0 | 0 | 0 |  | 1.3732 | 0.68045 | 0.73855 | 1.3732 | 0.68045 | 0.73855 | 2.2728 | -112.9772 | 98.5702 | 2.2728 | -112.9772 | 98.5702
Line1_1_3 | 0.1818 | 0.47507 | 0.5115 | 0.1818 | 0.47507 | 0.5115 | 0.041985 | 0.10971 | 0.11813 | 0.041985 | 0.10971 | 0.11813 | 0.013427 | 0.024487 | -0.080089 | -0.013412 | -0.023787 | 0.082827 | 0.056067 | -0.070524 | -0.034597 | -0.056025 | 0.074106 | 0.03788 | -74.2592 | -42.1252 | -104.793 | 105.7407 | 137.8747 | 75.207 |  | 1.3732 | 0.68045 | 0.73855 | 1.3721 | 0.7094 | 0.77102 | 2.2728 | -112.9772 | 98.5702 | 2.2782 | -114.3292 | 99.7833
Line2_1_4 | 0.20686 | 3.2779 | 3.61 | 0.20686 | 3.2779 | 3.61 | 0.047772 | 0.75699 | 0.83369 | 0.047772 | 0.75699 | 0.83369 | -0.021162 | 0.19924 | 0.31314 | 0.021463 | -0.11762 | -0.16465 | 0.062091 | 0.475 | 0.53015 | -0.059575 | -0.25464 | -0.2922 | -106.5473 | 179.779 | 39.1389 | 73.4527 | -0.22099 | -140.8611 |  | 1.3732 | 0.68045 | 0.73855 | 1.3255 | 0.37054 | 0.4023 | 2.2728 | -112.9772 | 98.5702 | 3.2653 | -115.0138 | 99.7384
Line3_1_5 | 0 | 0 | 0 | 0 | 0 | 0 | 0 | 0 | 0 | 0 | 0 | 0 | -6.3406e-09 | -3.4566e-08 | 4.0068e-08 | 1.7906e-09 | 1.8309e-08 | -1.9261e-08 | -7.7276e-08 | 1.9649e-08 | 1.8448e-09 | 3.8858e-08 | -9.489e-09 | -2.0108e-09 | 0 | 0 | 0 | 0 | 0 | 0 |  | 1.3732 | 0.68045 | 0.73855 | 1.3732 | 0.68045 | 0.73855 | 2.2728 | -112.9772 | 98.5702 | 2.2728 | -112.9772 | 98.5702
Line4_2_6 | 0.19638 | 0.52279 | 0.57048 | 0.19638 | 0.52279 | 0.57048 | 0.045351 | 0.12073 | 0.13175 | 0.045351 | 0.12073 | 0.13175 | 0.0096814 | 0.027698 | -0.091564 | -0.0096398 | -0.02687 | 0.094946 | 0.06149 | -0.081411 | -0.045242 | -0.061469 | 0.085781 | 0.049356 | -78.7448 | -43.2957 | -106.4342 | 101.2552 | 136.7043 | 73.5658 |  | 1.3726 | 0.71226 | 0.77521 | 1.372 | 0.74454 | 0.81223 | 2.3077 | -114.5059 | 99.8599 | 2.3425 | -115.903 | 101.0325
Line5_6_7 | 0.19638 | 0.52279 | 0.57048 | 0.19638 | 0.52279 | 0.57048 | 0.045351 | 0.12073 | 0.13175 | 0.045351 | 0.12073 | 0.13175 | 0.0096398 | 0.02687 | -0.094946 | -0.0095982 | -0.026042 | 0.098329 | 0.061469 | -0.085781 | -0.049356 | -0.061448 | 0.090151 | 0.05347 | -78.7448 | -43.2957 | -106.4342 | 101.2552 | 136.7043 | 73.5658 |  | 1.372 | 0.74454 | 0.81223 | 1.3714 | 0.77722 | 0.84956 | 2.3425 | -115.903 | 101.0325 | 2.3774 | -117.1832 | 102.1026
Line6_7_8 | 0 | 0 | 0 | 0 | 0 | 0 | 0 | 0 | 0 | 0 | 0 | 0 | -1.4424e-08 | -4.5392e-08 | 5.9333e-08 | 8.2464e-09 | 3.1178e-08 | -3.8941e-08 | -9.7702e-08 | 3.5799e-08 | 1.996e-09 | 6.5364e-08 | -2.3712e-08 | -2.3837e-09 | 0 | 0 | 0 | 0 | 0 | 0 |  | 1.3714 | 0.77722 | 0.84956 | 1.3714 | 0.77722 | 0.84956 | 2.3774 | -117.1832 | 102.1026 | 2.3774 | -117.1832 | 102.1026
Line7_8_9 | 0 | 0 | 0 | 0 | 0 | 0 | 0 | 0 | 0 | 0 | 0 | 0 | -4.8079e-09 | -1.5131e-08 | 1.9778e-08 | -1.3693e-09 | 9.1607e-10 | 6.1431e-10 | -3.2567e-08 | 1.1933e-08 | 6.6535e-10 | 2.2944e-10 | 1.5405e-10 | -1.053e-09 | 0 | 0 | 0 | 0 | 0 | 0 |  | 1.3714 | 0.77722 | 0.84956 | 1.3714 | 0.77722 | 0.84956 | 2.3774 | -117.1832 | 102.1026 | 2.3774 | -117.1832 | 102.1026
Line8_8_10 | 0 | 0 | 0 | 0 | 0 | 0 | 0 | 0 | 0 | 0 | 0 | 0 | -4.8079e-09 | -1.5131e-08 | 1.9778e-08 | -1.3693e-09 | 9.1607e-10 | 6.1431e-10 | -3.2567e-08 | 1.1933e-08 | 6.6535e-10 | 2.2944e-10 | 1.5405e-10 | -1.053e-09 | 0 | 0 | 0 | 0 | 0 | 0 |  | 1.3714 | 0.77722 | 0.84956 | 1.3714 | 0.77722 | 0.84956 | 2.3774 | -117.1832 | 102.1026 | 2.3774 | -117.1832 | 102.1026
Line9_3_11 | 0.1818 | 0.47507 | 0.5115 | 0.1818 | 0.47507 | 0.5115 | 0.041985 | 0.10971 | 0.11813 | 0.041985 | 0.10971 | 0.11813 | 0.013412 | 0.023787 | -0.082827 | -0.013396 | -0.023087 | 0.085565 | 0.056025 | -0.074106 | -0.03788 | -0.055982 | 0.077688 | 0.041163 | -74.2593 | -42.1253 | -104.793 | 105.7407 | 137.8747 | 75.207 |  | 1.3721 | 0.7094 | 0.77102 | 1.371 | 0.73871 | 0.80381 | 2.2782 | -114.3292 | 99.7833 | 2.2836 | -115.5747 | 100.8979

## LLG_max_fault_6
name | pf_ikss_a_from_ka | pf_ikss_b_from_ka | pf_ikss_c_from_ka | pf_ikss_a_to_ka | pf_ikss_b_to_ka | pf_ikss_c_to_ka | pf_skss_a_from_mw | pf_skss_b_from_mw | pf_skss_c_from_mw | pf_skss_a_to_mw | pf_skss_b_to_mw | pf_skss_c_to_mw | pf_p_a_from_mw | pf_p_b_from_mw | pf_p_c_from_mw | pf_p_a_to_mw | pf_p_b_to_mw | pf_p_c_to_mw | pf_q_a_from_mvar | pf_q_b_from_mvar | pf_q_c_from_mvar | pf_q_a_to_mvar | pf_q_b_to_mvar | pf_q_c_to_mvar | pf_ikss_a_from_degree | pf_ikss_b_from_degree | pf_ikss_c_from_degree | pf_ikss_a_to_degree | pf_ikss_b_to_degree | pf_ikss_c_to_degree | 3xI0 | pf_vm_a_from_pu | pf_vm_b_from_pu | pf_vm_c_from_pu | pf_vm_a_to_pu | pf_vm_b_to_pu | pf_vm_c_to_pu | pf_va_a_from_degree | pf_va_b_from_degree | pf_va_c_from_degree | pf_va_a_to_degree | pf_va_b_to_degree | pf_va_c_to_degree
Line0_1_2 | 0.11694 | 0.12345 | 0.1198 | 0.11694 | 0.12345 | 0.1198 | 0.027007 | 0.02851 | 0.027666 | 0.027007 | 0.02851 | 0.027666 | -0.0010943 | -0.0018502 | -0.0028702 | 0.0012296 | 0.0019991 | 0.0030185 | -0.029354 | -0.030785 | -0.029862 | 0.029632 | 0.031086 | 0.030148 | 92.3363 | -26.5034 | -144.6031 | -87.6637 | 153.4966 | 35.3969 |  | 1.0877 | 1.0818 | 1.0843 | 1.0982 | 1.0926 | 1.0951 | 0.20142 | -119.9428 | 119.9069 | -0.039752 | -120.1829 | 119.6794
Line10_11_12 | 0.10431 | 0.1101 | 0.10665 | 0.10431 | 0.1101 | 0.10665 | 0.024089 | 0.025427 | 0.02463 | 0.024089 | 0.025427 | 0.02463 | -0.0010816 | -0.0018426 | -0.0027274 | 0.001189 | 0.0019611 | 0.002845 | -0.026629 | -0.027938 | -0.027045 | 0.026851 | 0.028177 | 0.027271 | 92.0969 | -26.5965 | -144.739 | -87.9031 | 153.4035 | 35.261 |  | 1.1064 | 1.1011 | 1.1036 | 1.1157 | 1.1108 | 1.1132 | -0.22892 | -120.3698 | 119.5023 | -0.43869 | -120.5778 | 119.3052
Line11_12_13 | 0.10431 | 0.1101 | 0.10665 | 0.10431 | 0.1101 | 0.10665 | 0.024089 | 0.025427 | 0.02463 | 0.024089 | 0.025427 | 0.02463 | -0.001189 | -0.0019611 | -0.002845 | 0.0012965 | 0.0020796 | 0.0029627 | -0.026851 | -0.028177 | -0.027271 | 0.027072 | 0.028416 | 0.027498 | 92.0969 | -26.5965 | -144.739 | -87.9031 | 153.4035 | 35.261 |  | 1.1157 | 1.1108 | 1.1132 | 1.1251 | 1.1206 | 1.1229 | -0.43869 | -120.5778 | 119.3052 | -0.64495 | -120.7821 | 119.1115
Line12_13_15 | 0 | 0 | 0 | 0 | 0 | 0 | 0 | 0 | 0 | 0 | 0 | 0 | 3.8973e-10 | 7.1857e-10 | 1.5945e-09 | -5.6992e-10 | -7.6932e-10 | -1.3636e-09 | -3.4431e-10 | 8.8756e-10 | -2.4235e-11 | 1.8078e-10 | -6.5059e-10 | -5.0879e-11 | 0 | 0 | 0 | 0 | 0 | 0 |  | 1.1251 | 1.1206 | 1.1229 | 1.1251 | 1.1206 | 1.1229 | -0.64495 | -120.7821 | 119.1115 | -0.64495 | -120.7821 | 119.1115
Line13_13_14 | 0.10431 | 0.1101 | 0.10665 | 0.10431 | 0.1101 | 0.10665 | 0.024089 | 0.025427 | 0.02463 | 0.024089 | 0.025427 | 0.02463 | -0.0012965 | -0.0020796 | -0.0029627 | 0.001404 | 0.0021981 | 0.0030803 | -0.027072 | -0.028416 | -0.027498 | 0.027293 | 0.028656 | 0.027724 | 92.0969 | -26.5965 | -144.739 | -87.9031 | 153.4035 | 35.261 |  | 1.1251 | 1.1206 | 1.1229 | 1.1345 | 1.1303 | 1.1325 | -0.64495 | -120.7821 | 119.1115 | -0.8478 | -120.9829 | 118.9211
Line14_15_16 | 0 | 0 | 0 | 0 | 0 | 0 | 0 | 0 | 0 | 0 | 0 | 0 | 2.5982e-10 | 4.7905e-10 | 1.063e-09 | -4.4e-10 | -5.298e-10 | -8.3207e-10 | -2.2954e-10 | 5.9171e-10 | -1.6157e-11 | 6.6012e-11 | -3.5474e-10 | -5.8957e-11 | 0 | 0 | 0 | 0 | 0 | 0 |  | 1.1251 | 1.1206 | 1.1229 | 1.1251 | 1.1206 | 1.1229 | -0.64495 | -120.7821 | 119.1115 | -0.64495 | -120.7821 | 119.1115
Line15_16_17 | 0 | 0 | 0 | 0 | 0 | 0 | 0 | 0 | 0 | 0 | 0 | 0 | 1.2991e-10 | 2.3952e-10 | 5.315e-10 | -3.1009e-10 | -2.9028e-10 | -3.0057e-10 | -1.1477e-10 | 2.9585e-10 | -8.0786e-12 | -4.8758e-11 | -5.8885e-11 | -6.7036e-11 | 0 | 0 | 0 | 0 | 0 | 0 |  | 1.1251 | 1.1206 | 1.1229 | 1.1251 | 1.1206 | 1.1229 | -0.64495 | -120.7821 | 119.1115 | -0.64495 | -120.7821 | 119.1115
Line16_4_18 | 0 | 0.035581 | 0.035642 | 0 | 0.035581 | 0.035642 | 0 | 0.008217 | 0.0082312 | 0 | 0.008217 | 0.0082312 | -1.7091e-11 | 0.0063379 | 0.0063672 | -1.9896e-10 | -0.00633 | -0.0063519 | -2.7693e-10 | 0.006355 | 0.0063733 | 4.936e-12 | -0.00633 | -0.0063519 | 0 | -165.2111 | 74.7482 | 0 | 14.7889 | -105.2518 |  | 1.0999 | 1.0923 | 1.0945 | 1.0994 | 1.0894 | 1.0913 | 0.076088 | -120.1339 | 119.7759 | 0.066818 | -120.2111 | 119.7482
Line17_5_19 | 0 | 0 | 0 | 0 | 0 | 0 | 0 | 0 | 0 | 0 | 0 | 0 | -4.3699e-11 | 3.7531e-11 | 4.1893e-10 | -1.5024e-10 | -1.2595e-10 | -1.3657e-10 | -2.3015e-10 | 2.7024e-10 | -5.4724e-11 | 1.4721e-11 | 4.158e-12 | -6.7847e-12 | 0 | 0 | 0 | 0 | 0 | 0 |  | 1.0877 | 1.0818 | 1.0843 | 1.0877 | 1.0818 | 1.0843 | 0.20142 | -119.9428 | 119.9069 | 0.20142 | -119.9428 | 119.9069
Line1_1_3 | 0.10431 | 0.1101 | 0.10665 | 0.10431 | 0.1101 | 0.10665 | 0.024089 | 0.025427 | 0.02463 | 0.024089 | 0.025427 | 0.02463 | -0.00086664 | -0.0016055 | -0.0024921 | 0.0009741 | 0.0017241 | 0.0026098 | -0.026187 | -0.027459 | -0.026591 | 0.026408 | 0.027698 | 0.026818 | 92.0969 | -26.5965 | -144.739 | -87.9031 | 153.4035 | 35.261 |  | 1.0877 | 1.0818 | 1.0843 | 1.097 | 1.0914 | 1.094 | 0.20142 | -119.9428 | 119.9069 | -0.015583 | -120.1582 | 119.7028
Line2_1_4 | 0.13179 | 0.11161 | 0.10811 | 0.13179 | 0.11161 | 0.10811 | 0.030436 | 0.025775 | 0.024968 | 0.030436 | 0.025775 | 0.024968 | -0.0092672 | -0.0039117 | -0.0050808 | 0.0094418 | 0.0040427 | 0.0051896 | -0.031781 | -0.027606 | -0.026593 | 0.032118 | 0.027861 | 0.026829 | 106.4581 | -21.8779 | -139.2766 | -73.5419 | 158.1221 | 40.7234 |  | 1.0877 | 1.0818 | 1.0843 | 1.0999 | 1.0923 | 1.0945 | 0.20142 | -119.9428 | 119.9069 | 0.076088 | -120.1339 | 119.7759
Line3_1_5 | 0 | 0 | 0 | 0 | 0 | 0 | 0 | 0 | 0 | 0 | 0 | 0 | -8.7397e-11 | 7.5062e-11 | 8.3785e-10 | -1.0654e-10 | -1.6348e-10 | -5.555e-10 | -4.603e-10 | 5.4047e-10 | -1.0945e-10 | 2.4487e-10 | -2.6608e-10 | 4.7939e-11 | 0 | 0 | 0 | 0 | 0 | 0 |  | 1.0877 | 1.0818 | 1.0843 | 1.0877 | 1.0818 | 1.0843 | 0.20142 | -119.9428 | 119.9069 | 0.20142 | -119.9428 | 119.9069
Line4_2_6 | 0.11694 | 0.12345 | 0.1198 | 0.11694 | 0.12345 | 0.1198 | 0.027007 | 0.02851 | 0.027666 | 0.027007 | 0.02851 | 0.027666 | -0.0012296 | -0.0019991 | -0.0030185 | 0.0013649 | 0.002148 | 0.0031668 | -0.029632 | -0.031086 | -0.030148 | 0.02991 | 0.031387 | 0.030434 | 92.3363 | -26.5034 | -144.6031 | -87.6637 | 153.4966 | 35.3969 |  | 1.0982 | 1.0926 | 1.0951 | 1.1087 | 1.1035 | 1.106 | -0.039752 | -120.1829 | 119.6794 | -0.27636 | -120.4183 | 119.4564
Line5_6_7 | 0.11694 | 0.12345 | 0.1198 | 0.11694 | 0.12345 | 0.1198 | 0.027007 | 0.02851 | 0.027666 | 0.027007 | 0.02851 | 0.027666 | -0.0013649 | -0.002148 | -0.0031668 | 0.0015002 | 0.0022968 | 0.0033151 | -0.02991 | -0.031387 | -0.030434 | 0.030188 | 0.031688 | 0.030719 | 92.3363 | -26.5034 | -144.6031 | -87.6637 | 153.4966 | 35.3969 |  | 1.1087 | 1.1035 | 1.106 | 1.1192 | 1.1144 | 1.1168 | -0.27636 | -120.4183 | 119.4564 | -0.50852 | -120.6491 | 119.2377
Line6_7_8 | 0 | 0 | 0 | 0 | 0 | 0 | 0 | 0 | 0 | 0 | 0 | 0 | 2.9824e-10 | 6.2304e-10 | 1.5431e-09 | -4.829e-10 | -6.7881e-10 | -1.3027e-09 | -4.0122e-10 | 8.8084e-10 | -5.2929e-11 | 2.2924e-10 | -6.3583e-10 | -2.1915e-11 | 0 | 0 | 0 | 0 | 0 | 0 |  | 1.1192 | 1.1144 | 1.1168 | 1.1192 | 1.1144 | 1.1168 | -0.50852 | -120.6491 | 119.2377 | -0.50852 | -120.6491 | 119.2377
Line7_8_9 | 0 | 0 | 0 | 0 | 0 | 0 | 0 | 0 | 0 | 0 | 0 | 0 | 9.9412e-11 | 2.0768e-10 | 5.1436e-10 | -2.8408e-10 | -2.6345e-10 | -2.7393e-10 | -1.3374e-10 | 2.9361e-10 | -1.7643e-11 | -3.8242e-11 | -4.8607e-11 | -5.72e-11 | 0 | 0 | 0 | 0 | 0 | 0 |  | 1.1192 | 1.1144 | 1.1168 | 1.1192 | 1.1144 | 1.1168 | -0.50852 | -120.6491 | 119.2377 | -0.50852 | -120.6491 | 119.2377
Line8_8_10 | 0 | 0 | 0 | 0 | 0 | 0 | 0 | 0 | 0 | 0 | 0 | 0 | 9.9412e-11 | 2.0768e-10 | 5.1436e-10 | -2.8408e-10 | -2.6345e-10 | -2.7393e-10 | -1.3374e-10 | 2.9361e-10 | -1.7643e-11 | -3.8242e-11 | -4.8607e-11 | -5.7201e-11 | 0 | 0 | 0 | 0 | 0 | 0 |  | 1.1192 | 1.1144 | 1.1168 | 1.1192 | 1.1144 | 1.1168 | -0.50852 | -120.6491 | 119.2377 | -0.50852 | -120.6491 | 119.2377
Line9_3_11 | 0.10431 | 0.1101 | 0.10665 | 0.10431 | 0.1101 | 0.10665 | 0.024089 | 0.025427 | 0.02463 | 0.024089 | 0.025427 | 0.02463 | -0.0009741 | -0.0017241 | -0.0026098 | 0.0010816 | 0.0018426 | 0.0027274 | -0.026408 | -0.027698 | -0.026818 | 0.026629 | 0.027938 | 0.027045 | 92.0969 | -26.5965 | -144.739 | -87.9031 | 153.4035 | 35.261 |  | 1.097 | 1.0914 | 1.094 | 1.1064 | 1.1011 | 1.1036 | -0.015583 | -120.1582 | 119.7028 | -0.22892 | -120.3698 | 119.5023

## LLG_max_fault_10
name | pf_ikss_a_from_ka | pf_ikss_b_from_ka | pf_ikss_c_from_ka | pf_ikss_a_to_ka | pf_ikss_b_to_ka | pf_ikss_c_to_ka | pf_skss_a_from_mw | pf_skss_b_from_mw | pf_skss_c_from_mw | pf_skss_a_to_mw | pf_skss_b_to_mw | pf_skss_c_to_mw | pf_p_a_from_mw | pf_p_b_from_mw | pf_p_c_from_mw | pf_p_a_to_mw | pf_p_b_to_mw | pf_p_c_to_mw | pf_q_a_from_mvar | pf_q_b_from_mvar | pf_q_c_from_mvar | pf_q_a_to_mvar | pf_q_b_to_mvar | pf_q_c_to_mvar | pf_ikss_a_from_degree | pf_ikss_b_from_degree | pf_ikss_c_from_degree | pf_ikss_a_to_degree | pf_ikss_b_to_degree | pf_ikss_c_to_degree | 3xI0 | pf_vm_a_from_pu | pf_vm_b_from_pu | pf_vm_c_from_pu | pf_vm_a_to_pu | pf_vm_b_to_pu | pf_vm_c_to_pu | pf_va_a_from_degree | pf_va_b_from_degree | pf_va_c_from_degree | pf_va_a_to_degree | pf_va_b_to_degree | pf_va_c_to_degree
Line0_1_2 | 0.11766 | 0.12451 | 0.12069 | 0.11766 | 0.12451 | 0.12069 | 0.027173 | 0.028754 | 0.027872 | 0.027173 | 0.028754 | 0.027872 | -0.0011585 | -0.0019886 | -0.0031113 | 0.0012954 | 0.0021399 | 0.003262 | -0.030949 | -0.032526 | -0.031513 | 0.031231 | 0.032832 | 0.031803 | 92.3465 | -26.4496 | -144.4659 | -87.6535 | 153.5504 | 35.5341 |  | 1.1398 | 1.1333 | 1.1361 | 1.1503 | 1.1443 | 1.147 | 0.2028 | -119.9483 | 119.8956 | -0.028658 | -120.1788 | 119.6779
Line10_11_12 | 0.10538 | 0.1115 | 0.10788 | 0.10538 | 0.1115 | 0.10788 | 0.024337 | 0.02575 | 0.024915 | 0.024337 | 0.02575 | 0.024915 | -0.0011416 | -0.0019782 | -0.0029572 | 0.0012512 | 0.0020996 | 0.0030778 | -0.028175 | -0.029622 | -0.02864 | 0.028401 | 0.029867 | 0.028871 | 92.1083 | -26.5392 | -144.5981 | -87.8917 | 153.4608 | 35.4019 |  | 1.1587 | 1.1529 | 1.1556 | 1.1681 | 1.1627 | 1.1654 | -0.21197 | -120.3598 | 119.5066 | -0.41431 | -120.5604 | 119.317
Line11_12_13 | 0.10538 | 0.1115 | 0.10788 | 0.10538 | 0.1115 | 0.10788 | 0.024337 | 0.02575 | 0.024915 | 0.024337 | 0.02575 | 0.024915 | -0.0012512 | -0.0020996 | -0.0030778 | 0.0013609 | 0.002221 | 0.0031983 | -0.028401 | -0.029867 | -0.028871 | 0.028627 | 0.030113 | 0.029103 | 92.1083 | -26.5392 | -144.5981 | -87.8917 | 153.4608 | 35.4019 |  | 1.1681 | 1.1627 | 1.1654 | 1.1776 | 1.1726 | 1.1751 | -0.41431 | -120.5604 | 119.317 | -0.6134 | -120.7575 | 119.1305
Line12_13_15 | 0 | 0 | 0 | 0 | 0 | 0 | 0 | 0 | 0 | 0 | 0 | 0 | 3.8428e-10 | 7.602e-10 | 1.7722e-09 | -5.9158e-10 | -8.1931e-10 | -1.5058e-09 | -4.1453e-10 | 1.0067e-09 | -4.2318e-11 | 2.2551e-10 | -7.3363e-10 | -4.371e-11 | 0 | 0 | 0 | 0 | 0 | 0 |  | 1.1776 | 1.1726 | 1.1751 | 1.1776 | 1.1726 | 1.1751 | -0.6134 | -120.7575 | 119.1305 | -0.6134 | -120.7575 | 119.1305
Line13_13_14 | 0.10538 | 0.1115 | 0.10788 | 0.10538 | 0.1115 | 0.10788 | 0.024337 | 0.02575 | 0.024915 | 0.024337 | 0.02575 | 0.024915 | -0.0013609 | -0.002221 | -0.0031983 | 0.0014705 | 0.0023424 | 0.0033188 | -0.028627 | -0.030113 | -0.029103 | 0.028853 | 0.030358 | 0.029335 | 92.1083 | -26.5392 | -144.5981 | -87.8917 | 153.4608 | 35.4019 |  | 1.1776 | 1.1726 | 1.1751 | 1.1871 | 1.1824 | 1.1849 | -0.6134 | -120.7575 | 119.1305 | -0.80931 | -120.9514 | 118.9472
Line14_15_16 | 0 | 0 | 0 | 0 | 0 | 0 | 0 | 0 | 0 | 0 | 0 | 0 | 2.5619e-10 | 5.068e-10 | 1.1815e-09 | -4.6349e-10 | -5.6591e-10 | -9.1504e-10 | -2.7636e-10 | 6.711e-10 | -2.8212e-11 | 8.7329e-11 | -3.9808e-10 | -5.7816e-11 | 0 | 0 | 0 | 0 | 0 | 0 |  | 1.1776 | 1.1726 | 1.1751 | 1.1776 | 1.1726 | 1.1751 | -0.6134 | -120.7575 | 119.1305 | -0.6134 | -120.7575 | 119.1305
Line15_16_17 | 0 | 0 | 0 | 0 | 0 | 0 | 0 | 0 | 0 | 0 | 0 | 0 | 1.2809e-10 | 2.534e-10 | 5.9073e-10 | -3.3539e-10 | -3.1251e-10 | -3.2432e-10 | -1.3818e-10 | 3.3555e-10 | -1.4106e-11 | -5.0849e-11 | -6.2529e-11 | -7.1922e-11 | 0 | 0 | 0 | 0 | 0 | 0 |  | 1.1776 | 1.1726 | 1.1751 | 1.1776 | 1.1726 | 1.1751 | -0.6134 | -120.7575 | 119.1305 | -0.6134 | -120.7575 | 119.1305
Line16_4_18 | 0 | 0.037257 | 0.037325 | 0 | 0.037257 | 0.037325 | 0 | 0.0086041 | 0.0086198 | 0 | 0.0086041 | 0.0086198 | -2.9407e-11 | 0.006949 | 0.0069825 | -2.1707e-10 | -0.0069403 | -0.0069657 | -3.1428e-10 | 0.0069678 | 0.0069893 | 5.7032e-12 | -0.0069403 | -0.0069657 | 0 | -165.2146 | 74.7391 | 0 | 14.7854 | -105.2609 |  | 1.152 | 1.1437 | 1.1461 | 1.1514 | 1.1407 | 1.1428 | 0.079623 | -120.1374 | 119.7668 | 0.070363 | -120.2146 | 119.7391
Line17_5_19 | 0 | 0 | 0 | 0 | 0 | 0 | 0 | 0 | 0 | 0 | 0 | 0 | -5.6032e-11 | 3.7554e-11 | 4.7364e-10 | -1.6622e-10 | -1.384e-10 | -1.5055e-10 | -2.6266e-10 | 3.1002e-10 | -6.2441e-11 | 1.6271e-11 | 4.1215e-12 | -8.3501e-12 | 0 | 0 | 0 | 0 | 0 | 0 |  | 1.1398 | 1.1333 | 1.1361 | 1.1398 | 1.1333 | 1.1361 | 0.2028 | -119.9483 | 119.8956 | 0.2028 | -119.9483 | 119.8956
Line1_1_3 | 0.10538 | 0.1115 | 0.10788 | 0.10538 | 0.1115 | 0.10788 | 0.024337 | 0.02575 | 0.024915 | 0.024337 | 0.02575 | 0.024915 | -0.00092232 | -0.0017354 | -0.0027162 | 0.001032 | 0.0018568 | 0.0028367 | -0.027723 | -0.029131 | -0.028176 | 0.027949 | 0.029376 | 0.028408 | 92.1083 | -26.5392 | -144.5981 | -87.8917 | 153.4608 | 35.4019 |  | 1.1398 | 1.1333 | 1.1361 | 1.1492 | 1.1431 | 1.1459 | 0.2028 | -119.9483 | 119.8956 | -0.0062879 | -120.1559 | 119.6995
Line2_1_4 | 0.13192 | 0.11085 | 0.10713 | 0.13192 | 0.11085 | 0.10713 | 0.030466 | 0.0256 | 0.02474 | 0.030466 | 0.0256 | 0.02474 | -0.0095544 | -0.0036711 | -0.004948 | 0.0097294 | 0.0038006 | 0.0050543 | -0.033384 | -0.028779 | -0.027669 | 0.033721 | 0.029031 | 0.027902 | 106.1738 | -22.6789 | -139.9656 | -73.8262 | 157.3211 | 40.0344 |  | 1.1398 | 1.1333 | 1.1361 | 1.152 | 1.1437 | 1.1461 | 0.2028 | -119.9483 | 119.8956 | 0.079623 | -120.1374 | 119.7668
Line3_1_5 | 0 | 0 | 0 | 0 | 0 | 0 | 0 | 0 | 0 | 0 | 0 | 0 | -1.1206e-10 | 7.5109e-11 | 9.4729e-10 | -1.1018e-10 | -1.7595e-10 | -6.2419e-10 | -5.2532e-10 | 6.2004e-10 | -1.2488e-10 | 2.7893e-10 | -3.059e-10 | 5.4091e-11 | 0 | 0 | 0 | 0 | 0 | 0 |  | 1.1398 | 1.1333 | 1.1361 | 1.1398 | 1.1333 | 1.1361 | 0.2028 | -119.9483 | 119.8956 | 0.2028 | -119.9483 | 119.8956
Line4_2_6 | 0.11766 | 0.12451 | 0.12069 | 0.11766 | 0.12451 | 0.12069 | 0.027173 | 0.028754 | 0.027872 | 0.027173 | 0.028754 | 0.027872 | -0.0012954 | -0.0021399 | -0.003262 | 0.0014323 | 0.0022912 | 0.0034127 | -0.031231 | -0.032832 | -0.031803 | 0.031513 | 0.033138 | 0.032093 | 92.3465 | -26.4496 | -144.4659 | -87.6535 | 153.5504 | 35.5341 |  | 1.1503 | 1.1443 | 1.147 | 1.1609 | 1.1552 | 1.1579 | -0.028658 | -120.1788 | 119.6779 | -0.2559 | -120.4048 | 119.4642
Line5_6_7 | 0.11766 | 0.12451 | 0.12069 | 0.11766 | 0.12451 | 0.12069 | 0.027173 | 0.028754 | 0.027872 | 0.027173 | 0.028754 | 0.027872 | -0.0014323 | -0.0022912 | -0.0034127 | 0.0015692 | 0.0024425 | 0.0035634 | -0.031513 | -0.033138 | -0.032093 | 0.031795 | 0.033444 | 0.032383 | 92.3465 | -26.4496 | -144.4659 | -87.6535 | 153.5504 | 35.5341 |  | 1.1609 | 1.1552 | 1.1579 | 1.1715 | 1.1662 | 1.1689 | -0.2559 | -120.4048 | 119.4642 | -0.47904 | -120.6266 | 119.2546
Line6_7_8 | 0 | 0 | 0 | 0 | 0 | 0 | 0 | 0 | 0 | 0 | 0 | 0 | 2.8532e-10 | 6.5591e-10 | 1.7177e-09 | -4.9751e-10 | -7.2077e-10 | -1.4406e-09 | -4.7722e-10 | 1.0002e-09 | -7.271e-11 | 2.7864e-10 | -7.1821e-10 | -1.2861e-11 | 0 | 0 | 0 | 0 | 0 | 0 |  | 1.1715 | 1.1662 | 1.1689 | 1.1715 | 1.1662 | 1.1689 | -0.47904 | -120.6266 | 119.2546 | -0.47904 | -120.6266 | 119.2546
Line7_8_9 | 0 | 0 | 0 | 0 | 0 | 0 | 0 | 0 | 0 | 0 | 0 | 0 | 9.5106e-11 | 2.1864e-10 | 5.7255e-10 | -3.0729e-10 | -2.8349e-10 | -2.9551e-10 | -1.5907e-10 | 3.3339e-10 | -2.4237e-11 | -3.9505e-11 | -5.1441e-11 | -6.1334e-11 | 0 | 0 | 0 | 0 | 0 | 0 |  | 1.1715 | 1.1662 | 1.1689 | 1.1715 | 1.1662 | 1.1689 | -0.47904 | -120.6266 | 119.2546 | -0.47904 | -120.6266 | 119.2546
Line8_8_10 | 0 | 0 | 0 | 0 | 0 | 0 | 0 | 0 | 0 | 0 | 0 | 0 | 9.5106e-11 | 2.1864e-10 | 5.7255e-10 | -3.0729e-10 | -2.8349e-10 | -2.9551e-10 | -1.5907e-10 | 3.3339e-10 | -2.4237e-11 | -3.9505e-11 | -5.1441e-11 | -6.1334e-11 | 0 | 0 | 0 | 0 | 0 | 0 |  | 1.1715 | 1.1662 | 1.1689 | 1.1715 | 1.1662 | 1.1689 | -0.47904 | -120.6266 | 119.2546 | -0.47904 | -120.6266 | 119.2546
Line9_3_11 | 0.10538 | 0.1115 | 0.10788 | 0.10538 | 0.1115 | 0.10788 | 0.024337 | 0.02575 | 0.024915 | 0.024337 | 0.02575 | 0.024915 | -0.001032 | -0.0018568 | -0.0028367 | 0.0011416 | 0.0019782 | 0.0029572 | -0.027949 | -0.029376 | -0.028408 | 0.028175 | 0.029622 | 0.02864 | 92.1083 | -26.5392 | -144.5981 | -87.8917 | 153.4608 | 35.4019 |  | 1.1492 | 1.1431 | 1.1459 | 1.1587 | 1.1529 | 1.1556 | -0.0062879 | -120.1559 | 119.6995 | -0.21197 | -120.3598 | 119.5066

## LLG_min_6
name | pf_ikss_a_from_ka | pf_ikss_b_from_ka | pf_ikss_c_from_ka | pf_ikss_a_to_ka | pf_ikss_b_to_ka | pf_ikss_c_to_ka | pf_skss_a_from_mw | pf_skss_b_from_mw | pf_skss_c_from_mw | pf_skss_a_to_mw | pf_skss_b_to_mw | pf_skss_c_to_mw | pf_p_a_from_mw | pf_p_b_from_mw | pf_p_c_from_mw | pf_p_a_to_mw | pf_p_b_to_mw | pf_p_c_to_mw | pf_q_a_from_mvar | pf_q_b_from_mvar | pf_q_c_from_mvar | pf_q_a_to_mvar | pf_q_b_to_mvar | pf_q_c_to_mvar | pf_ikss_a_from_degree | pf_ikss_b_from_degree | pf_ikss_c_from_degree | pf_ikss_a_to_degree | pf_ikss_b_to_degree | pf_ikss_c_to_degree | 3xI0 | pf_vm_a_from_pu | pf_vm_b_from_pu | pf_vm_c_from_pu | pf_vm_a_to_pu | pf_vm_b_to_pu | pf_vm_c_to_pu | pf_va_a_from_degree | pf_va_b_from_degree | pf_va_c_from_degree | pf_va_a_to_degree | pf_va_b_to_degree | pf_va_c_to_degree
Line0_1_2 | 0.013471 | 0.011589 | 0.015931 | 0.013471 | 0.011589 | 0.015931 | 0.003111 | 0.0026764 | 0.003679 | 0.003111 | 0.0026764 | 0.0036791 | -0.00018298 | 0.0013655 | -0.0022334 | 0.00018483 | -0.0013649 | 0.0022366 | 0.0043846 | -0.00083657 | 5.1152e-05 | -0.0043829 | 0.00083825 | -4.8547e-05 | -92.1268 | -70.8999 | -99.4398 | 87.8732 | 109.0998 | 80.5603 |  | 1.4106 | 0.59835 | 0.60721 | 1.4101 | 0.59846 | 0.60807 | 0.26292 | -102.3929 | 79.2481 | 0.28806 | -102.4567 | 79.3168
Line10_11_12 | 0.013438 | 0.011561 | 0.015888 | 0.013438 | 0.011562 | 0.015888 | 0.0031034 | 0.00267 | 0.0036693 | 0.0031034 | 0.00267 | 0.0036693 | -0.00017491 | 0.0013591 | -0.0022337 | 0.00017675 | -0.0013585 | 0.002237 | 0.0043708 | -0.00084083 | 5.0949e-05 | -0.0043692 | 0.0008425 | -4.8358e-05 | -91.9786 | -70.7768 | -99.308 | 88.0215 | 109.2229 | 80.6921 |  | 1.4096 | 0.59857 | 0.60893 | 1.409 | 0.59868 | 0.6098 | 0.31298 | -102.5202 | 79.3854 | 0.33804 | -102.5839 | 79.4537
Line11_12_13 | 0.013438 | 0.011562 | 0.015888 | 0.013438 | 0.011562 | 0.015889 | 0.0031034 | 0.00267 | 0.0036693 | 0.0031034 | 0.0026701 | 0.0036693 | -0.00017675 | 0.0013585 | -0.002237 | 0.0001786 | -0.0013578 | 0.0022402 | 0.0043692 | -0.0008425 | 4.8357e-05 | -0.0043675 | 0.00084418 | -4.5766e-05 | -91.9786 | -70.7771 | -99.3079 | 88.0215 | 109.2226 | 80.6922 |  | 1.409 | 0.59868 | 0.6098 | 1.4085 | 0.59879 | 0.61066 | 0.33804 | -102.5839 | 79.4537 | 0.36311 | -102.6475 | 79.5218
Line12_13_15 | 0 | 0 | 0 | 0 | 0 | 0 | 0 | 0 | 0 | 0 | 0 | 0 | 5.1758e-09 | -6.9711e-08 | 6.8859e-08 | -5.8185e-09 | 4.715e-08 | -4.5655e-08 | -1.6394e-07 | 1.4614e-08 | -1.0039e-08 | 1.0932e-07 | -9.1205e-09 | 5.3121e-09 | 0 | 0 | 0 | 0 | 0 | 0 |  | 1.4085 | 0.59879 | 0.61066 | 1.4085 | 0.59879 | 0.61066 | 0.36311 | -102.6475 | 79.5218 | 0.36311 | -102.6475 | 79.5218
Line13_13_14 | 0.013439 | 0.011562 | 0.015889 | 0.013439 | 0.011562 | 0.015889 | 0.0031035 | 0.0026702 | 0.0036694 | 0.0031036 | 0.0026702 | 0.0036695 | -0.0001786 | 0.0013579 | -0.0022403 | 0.00018045 | -0.0013572 | 0.0022436 | 0.0043677 | -0.00084419 | 4.5775e-05 | -0.004366 | 0.00084586 | -4.3184e-05 | -91.9785 | -70.7783 | -99.3077 | 88.0215 | 109.2215 | 80.6925 |  | 1.4085 | 0.59879 | 0.61066 | 1.408 | 0.59891 | 0.61153 | 0.36311 | -102.6475 | 79.5218 | 0.38821 | -102.7111 | 79.5898
Line14_15_16 | 0 | 0 | 0 | 0 | 0 | 0 | 0 | 0 | 0 | 0 | 0 | 0 | 3.4505e-09 | -4.6474e-08 | 4.5906e-08 | -4.0932e-09 | 2.3913e-08 | -2.2702e-08 | -1.0929e-07 | 9.7426e-09 | -6.693e-09 | 5.4677e-08 | -4.2492e-09 | 1.9656e-09 | 0 | 0 | 0 | 0 | 0 | 0 |  | 1.4085 | 0.59879 | 0.61066 | 1.4085 | 0.59879 | 0.61066 | 0.36311 | -102.6475 | 79.5218 | 0.36311 | -102.6475 | 79.5218
Line15_16_17 | 0 | 0 | 0 | 0 | 0 | 0 | 0 | 0 | 0 | 0 | 0 | 0 | 1.7253e-09 | -2.3237e-08 | 2.2953e-08 | -2.3679e-09 | 6.7617e-10 | 2.5069e-10 | -5.4646e-08 | 4.8713e-09 | -3.3465e-09 | 3.1093e-11 | 6.2209e-10 | -1.3808e-09 | 0 | 0 | 0 | 0 | 0 | 0 |  | 1.4085 | 0.59879 | 0.61066 | 1.4085 | 0.59879 | 0.61066 | 0.36311 | -102.6475 | 79.5218 | 0.36311 | -102.6475 | 79.5218
Line16_4_18 | 0 | 2.4849 | 2.5448 | 0 | 2.4849 | 2.5448 | 0 | 0.57387 | 0.58769 | 0 | 0.57387 | 0.58769 | 2.192e-09 | 0.11803 | 0.12481 | -2.3516e-09 | -1.2882e-14 | -1.2217e-15 | -5.5209e-08 | 0.12491 | 0.12804 | 3.6263e-11 | -3.6245e-14 | 2.7666e-14 | 0 | -149.1145 | 33.5584 | 0 | 30.8855 | -146.4416 |  | 1.4081 | 0.29947 | 0.30426 | 1.4061 | 0 | 0 | 0.35667 | -102.4911 | 79.2909 | 0.42421 | 0 | 0
Line17_5_19 | 0 | 0 | 0 | 0 | 0 | 0 | 0 | 0 | 0 | 0 | 0 | 0 | 1.9014e-09 | -2.3381e-08 | 2.2937e-08 | -2.3825e-09 | 6.7387e-10 | 2.5038e-10 | -5.4995e-08 | 4.6775e-09 | -3.3438e-09 | 2.2548e-11 | 6.3046e-10 | -1.3807e-09 | 0 | 0 | 0 | 0 | 0 | 0 |  | 1.4106 | 0.59835 | 0.60721 | 1.4106 | 0.59835 | 0.60721 | 0.26292 | -102.3929 | 79.2481 | 0.26292 | -102.3929 | 79.2481
Line1_1_3 | 0.013438 | 0.011561 | 0.015888 | 0.013438 | 0.011561 | 0.015888 | 0.0031033 | 0.0026699 | 0.0036692 | 0.0031033 | 0.00267 | 0.0036692 | -0.00017121 | 0.0013604 | -0.0022272 | 0.00017306 | -0.0013598 | 0.0022305 | 0.0043742 | -0.00083749 | 5.6134e-05 | -0.0043725 | 0.00083916 | -5.3543e-05 | -91.9786 | -70.7762 | -99.3082 | 88.0215 | 109.2235 | 80.6919 |  | 1.4106 | 0.59835 | 0.60721 | 1.4101 | 0.59846 | 0.60807 | 0.26292 | -102.3929 | 79.2481 | 0.28794 | -102.4566 | 79.3168
Line2_1_4 | 0.013158 | 2.4834 | 2.5302 | 0.013158 | 2.4834 | 2.5302 | 0.0030387 | 0.57351 | 0.58433 | 0.0030388 | 0.57351 | 0.58433 | -0.00044406 | 0.23669 | 0.24691 | 0.00045024 | -0.11867 | -0.12362 | 0.0042635 | 0.24847 | 0.2548 | -0.0042553 | -0.12415 | -0.12777 | -95.6833 | -148.7841 | 33.3467 | 84.3168 | 31.2159 | -146.6533 |  | 1.4106 | 0.59835 | 0.60721 | 1.4081 | 0.29947 | 0.30426 | 0.26292 | -102.3929 | 79.2481 | 0.35667 | -102.4911 | 79.2909
Line3_1_5 | 0 | 0 | 0 | 0 | 0 | 0 | 0 | 0 | 0 | 0 | 0 | 0 | 3.8028e-09 | -4.6761e-08 | 4.5875e-08 | -4.2839e-09 | 2.4054e-08 | -2.2687e-08 | -1.0999e-07 | 9.355e-09 | -6.6875e-09 | 5.5018e-08 | -4.047e-09 | 1.9631e-09 | 0 | 0 | 0 | 0 | 0 | 0 |  | 1.4106 | 0.59835 | 0.60721 | 1.4106 | 0.59835 | 0.60721 | 0.26292 | -102.3929 | 79.2481 | 0.26292 | -102.3929 | 79.2481
Line4_2_6 | 0.013471 | 0.011589 | 0.015931 | 0.013471 | 0.011589 | 0.015931 | 0.003111 | 0.0026764 | 0.0036791 | 0.003111 | 0.0026765 | 0.0036791 | -0.00018484 | 0.0013649 | -0.0022366 | 0.00018669 | -0.0013642 | 0.0022399 | 0.0043829 | -0.00083825 | 4.8545e-05 | -0.0043812 | 0.00083993 | -4.594e-05 | -92.1268 | -70.9002 | -99.4398 | 87.8732 | 109.0995 | 80.5603 |  | 1.4101 | 0.59846 | 0.60807 | 1.4096 | 0.59857 | 0.60894 | 0.28806 | -102.4567 | 79.3168 | 0.31322 | -102.5206 | 79.3854
Line5_6_7 | 0.013471 | 0.011589 | 0.015931 | 0.013471 | 0.01159 | 0.015931 | 0.003111 | 0.0026765 | 0.0036791 | 0.0031111 | 0.0026765 | 0.0036792 | -0.00018669 | 0.0013642 | -0.0022399 | 0.00018855 | -0.0013636 | 0.0022432 | 0.0043812 | -0.00083993 | 4.5939e-05 | -0.0043795 | 0.00084161 | -4.3333e-05 | -92.1268 | -70.9005 | -99.4397 | 87.8732 | 109.0992 | 80.5604 |  | 1.4096 | 0.59857 | 0.60894 | 1.409 | 0.59868 | 0.60981 | 0.31322 | -102.5206 | 79.3854 | 0.3384 | -102.5844 | 79.4537
Line6_7_8 | 0 | 0 | 0 | 0 | 0 | 0 | 0 | 0 | 0 | 0 | 0 | 0 | 5.306e-09 | -6.9818e-08 | 6.8848e-08 | -5.9089e-09 | 4.7221e-08 | -4.5648e-08 | -1.642e-07 | 1.4471e-08 | -1.0038e-08 | 1.0949e-07 | -9.023e-09 | 5.3113e-09 | 0 | 0 | 0 | 0 | 0 | 0 |  | 1.409 | 0.59868 | 0.60981 | 1.409 | 0.59868 | 0.60981 | 0.3384 | -102.5844 | 79.4537 | 0.3384 | -102.5844 | 79.4537
Line7_8_9 | 0 | 0 | 0 | 0 | 0 | 0 | 0 | 0 | 0 | 0 | 0 | 0 | 1.7687e-09 | -2.3273e-08 | 2.2949e-08 | -2.3716e-09 | 6.7561e-10 | 2.506e-10 | -5.4733e-08 | 4.8236e-09 | -3.3461e-09 | 2.8988e-11 | 6.2416e-10 | -1.3808e-09 | 0 | 0 | 0 | 0 | 0 | 0 |  | 1.409 | 0.59868 | 0.60981 | 1.409 | 0.59868 | 0.60981 | 0.3384 | -102.5844 | 79.4537 | 0.3384 | -102.5844 | 79.4537
Line8_8_10 | 0 | 0 | 0 | 0 | 0 | 0 | 0 | 0 | 0 | 0 | 0 | 0 | 1.7687e-09 | -2.3273e-08 | 2.2949e-08 | -2.3716e-09 | 6.7561e-10 | 2.506e-10 | -5.4733e-08 | 4.8236e-09 | -3.3461e-09 | 2.8988e-11 | 6.2416e-10 | -1.3808e-09 | 0 | 0 | 0 | 0 | 0 | 0 |  | 1.409 | 0.59868 | 0.60981 | 1.409 | 0.59868 | 0.60981 | 0.3384 | -102.5844 | 79.4537 | 0.3384 | -102.5844 | 79.4537
Line9_3_11 | 0.013438 | 0.011561 | 0.015888 | 0.013438 | 0.011561 | 0.015888 | 0.0031033 | 0.00267 | 0.0036692 | 0.0031034 | 0.00267 | 0.0036693 | -0.00017306 | 0.0013598 | -0.0022305 | 0.0001749 | -0.0013591 | 0.0022337 | 0.0043725 | -0.00083916 | 5.3542e-05 | -0.0043708 | 0.00084083 | -5.0951e-05 | -91.9786 | -70.7765 | -99.3081 | 88.0215 | 109.2232 | 80.692 |  | 1.4101 | 0.59846 | 0.60807 | 1.4096 | 0.59857 | 0.60893 | 0.28794 | -102.4566 | 79.3168 | 0.31298 | -102.5202 | 79.3854

## LLG_min_10
name | pf_ikss_a_from_ka | pf_ikss_b_from_ka | pf_ikss_c_from_ka | pf_ikss_a_to_ka | pf_ikss_b_to_ka | pf_ikss_c_to_ka | pf_skss_a_from_mw | pf_skss_b_from_mw | pf_skss_c_from_mw | pf_skss_a_to_mw | pf_skss_b_to_mw | pf_skss_c_to_mw | pf_p_a_from_mw | pf_p_b_from_mw | pf_p_c_from_mw | pf_p_a_to_mw | pf_p_b_to_mw | pf_p_c_to_mw | pf_q_a_from_mvar | pf_q_b_from_mvar | pf_q_c_from_mvar | pf_q_a_to_mvar | pf_q_b_to_mvar | pf_q_c_to_mvar | pf_ikss_a_from_degree | pf_ikss_b_from_degree | pf_ikss_c_from_degree | pf_ikss_a_to_degree | pf_ikss_b_to_degree | pf_ikss_c_to_degree | 3xI0 | pf_vm_a_from_pu | pf_vm_b_from_pu | pf_vm_c_from_pu | pf_vm_a_to_pu | pf_vm_b_to_pu | pf_vm_c_to_pu | pf_va_a_from_degree | pf_va_b_from_degree | pf_va_c_from_degree | pf_va_a_to_degree | pf_va_b_to_degree | pf_va_c_to_degree
Line0_1_2 | 0.012762 | 0.010979 | 0.015092 | 0.012762 | 0.010979 | 0.015092 | 0.0029472 | 0.0025355 | 0.0034854 | 0.0029473 | 0.0025356 | 0.0034854 | -0.00016423 | 0.0012256 | -0.0020045 | 0.00016589 | -0.001225 | 0.0020074 | 0.0039352 | -0.00075082 | 4.5909e-05 | -0.0039337 | 0.00075233 | -4.3571e-05 | -92.1268 | -70.8999 | -99.4398 | 87.8732 | 109.0998 | 80.5603 |  | 1.3364 | 0.56685 | 0.57525 | 1.3359 | 0.56696 | 0.57607 | 0.26292 | -102.3929 | 79.2481 | 0.28806 | -102.4567 | 79.3168
Line10_11_12 | 0.012731 | 0.010953 | 0.015052 | 0.012731 | 0.010953 | 0.015052 | 0.00294 | 0.0025295 | 0.0034761 | 0.0029401 | 0.0025295 | 0.0034762 | -0.00015698 | 0.0012198 | -0.0020048 | 0.00015863 | -0.0012192 | 0.0020077 | 0.0039229 | -0.00075465 | 4.5727e-05 | -0.0039214 | 0.00075615 | -4.3402e-05 | -91.9786 | -70.7768 | -99.308 | 88.0215 | 109.2229 | 80.6921 |  | 1.3354 | 0.56706 | 0.57688 | 1.3349 | 0.56717 | 0.5777 | 0.31298 | -102.5202 | 79.3854 | 0.33804 | -102.5839 | 79.4537
Line11_12_13 | 0.012731 | 0.010953 | 0.015052 | 0.012731 | 0.010953 | 0.015052 | 0.0029401 | 0.0025295 | 0.0034762 | 0.0029401 | 0.0025296 | 0.0034762 | -0.00015864 | 0.0012192 | -0.0020077 | 0.00016029 | -0.0012186 | 0.0020106 | 0.0039214 | -0.00075615 | 4.3401e-05 | -0.0039199 | 0.00075765 | -4.1075e-05 | -91.9786 | -70.7771 | -99.3079 | 88.0215 | 109.2226 | 80.6922 |  | 1.3349 | 0.56717 | 0.5777 | 1.3344 | 0.56728 | 0.57852 | 0.33804 | -102.5839 | 79.4537 | 0.36311 | -102.6475 | 79.5218
Line12_13_15 | 0 | 0 | 0 | 0 | 0 | 0 | 0 | 0 | 0 | 0 | 0 | 0 | 4.6453e-09 | -6.2566e-08 | 6.1801e-08 | -5.2221e-09 | 4.2318e-08 | -4.0976e-08 | -1.4713e-07 | 1.3116e-08 | -9.0105e-09 | 9.8118e-08 | -8.1857e-09 | 4.7677e-09 | 0 | 0 | 0 | 0 | 0 | 0 |  | 1.3344 | 0.56728 | 0.57852 | 1.3344 | 0.56728 | 0.57852 | 0.36311 | -102.6475 | 79.5218 | 0.36311 | -102.6475 | 79.5218
Line13_13_14 | 0.012731 | 0.010954 | 0.015053 | 0.012732 | 0.010954 | 0.015053 | 0.0029402 | 0.0025297 | 0.0034763 | 0.0029402 | 0.0025297 | 0.0034763 | -0.0001603 | 0.0012187 | -0.0020107 | 0.00016195 | -0.0012181 | 0.0020136 | 0.00392 | -0.00075767 | 4.1083e-05 | -0.0039185 | 0.00075917 | -3.8758e-05 | -91.9785 | -70.7783 | -99.3077 | 88.0215 | 109.2215 | 80.6925 |  | 1.3344 | 0.56728 | 0.57852 | 1.3339 | 0.56739 | 0.57934 | 0.36311 | -102.6475 | 79.5218 | 0.38821 | -102.7111 | 79.5898
Line14_15_16 | 0 | 0 | 0 | 0 | 0 | 0 | 0 | 0 | 0 | 0 | 0 | 0 | 3.0969e-09 | -4.1711e-08 | 4.1201e-08 | -3.6737e-09 | 2.1462e-08 | -2.0375e-08 | -9.809e-08 | 8.7441e-09 | -6.007e-09 | 4.9073e-08 | -3.8137e-09 | 1.7642e-09 | 0 | 0 | 0 | 0 | 0 | 0 |  | 1.3344 | 0.56728 | 0.57852 | 1.3344 | 0.56728 | 0.57852 | 0.36311 | -102.6475 | 79.5218 | 0.36311 | -102.6475 | 79.5218
Line15_16_17 | 0 | 0 | 0 | 0 | 0 | 0 | 0 | 0 | 0 | 0 | 0 | 0 | 1.5484e-09 | -2.0855e-08 | 2.06e-08 | -2.1252e-09 | 6.0687e-10 | 2.2499e-10 | -4.9045e-08 | 4.372e-09 | -3.0035e-09 | 2.7906e-11 | 5.5833e-10 | -1.2393e-09 | 0 | 0 | 0 | 0 | 0 | 0 |  | 1.3344 | 0.56728 | 0.57852 | 1.3344 | 0.56728 | 0.57852 | 0.36311 | -102.6475 | 79.5218 | 0.36311 | -102.6475 | 79.5218
Line16_4_18 | 0 | 2.3541 | 2.4108 | 0 | 2.3541 | 2.4108 | 0 | 0.54367 | 0.55676 | 0 | 0.54367 | 0.55676 | 1.9674e-09 | 0.10593 | 0.11202 | -2.1106e-09 | -1.3874e-14 | 1.3166e-15 | -4.9551e-08 | 0.11211 | 0.11492 | 3.2546e-11 | -3.172e-14 | 2.3901e-14 | 0 | -149.1145 | 33.5584 | 0 | 30.8855 | -146.4416 |  | 1.334 | 0.2837 | 0.28824 | 1.3321 | 0 | 0 | 0.35667 | -102.4911 | 79.2909 | 0.42421 | 0 | 0
Line17_5_19 | 0 | 0 | 0 | 0 | 0 | 0 | 0 | 0 | 0 | 0 | 0 | 0 | 1.7065e-09 | -2.0984e-08 | 2.0587e-08 | -2.1383e-09 | 6.048e-10 | 2.2472e-10 | -4.9359e-08 | 4.1981e-09 | -3.0011e-09 | 2.0237e-11 | 5.6584e-10 | -1.2392e-09 | 0 | 0 | 0 | 0 | 0 | 0 |  | 1.3364 | 0.56685 | 0.57525 | 1.3364 | 0.56685 | 0.57525 | 0.26292 | -102.3929 | 79.2481 | 0.26292 | -102.3929 | 79.2481
Line1_1_3 | 0.01273 | 0.010953 | 0.015052 | 0.01273 | 0.010953 | 0.015052 | 0.0029399 | 0.0025294 | 0.0034761 | 0.00294 | 0.0025294 | 0.0034761 | -0.00015366 | 0.001221 | -0.001999 | 0.00015532 | -0.0012204 | 0.0020019 | 0.0039259 | -0.00075165 | 5.038e-05 | -0.0039244 | 0.00075315 | -4.8055e-05 | -91.9786 | -70.7762 | -99.3082 | 88.0215 | 109.2235 | 80.6919 |  | 1.3364 | 0.56685 | 0.57525 | 1.3359 | 0.56696 | 0.57607 | 0.26292 | -102.3929 | 79.2481 | 0.28794 | -102.4566 | 79.3168
Line2_1_4 | 0.012466 | 2.3527 | 2.3971 | 0.012466 | 2.3527 | 2.3971 | 0.0028788 | 0.54333 | 0.55358 | 0.0028789 | 0.54333 | 0.55358 | -0.00039855 | 0.21243 | 0.2216 | 0.0004041 | -0.10651 | -0.11095 | 0.0038265 | 0.223 | 0.22869 | -0.0038191 | -0.11143 | -0.11467 | -95.6833 | -148.7841 | 33.3467 | 84.3168 | 31.2159 | -146.6533 |  | 1.3364 | 0.56685 | 0.57525 | 1.334 | 0.2837 | 0.28824 | 0.26292 | -102.3929 | 79.2481 | 0.35667 | -102.4911 | 79.2909
Line3_1_5 | 0 | 0 | 0 | 0 | 0 | 0 | 0 | 0 | 0 | 0 | 0 | 0 | 3.413e-09 | -4.1969e-08 | 4.1173e-08 | -3.8448e-09 | 2.1589e-08 | -2.0362e-08 | -9.8718e-08 | 8.3962e-09 | -6.0021e-09 | 4.9379e-08 | -3.6322e-09 | 1.7619e-09 | 0 | 0 | 0 | 0 | 0 | 0 |  | 1.3364 | 0.56685 | 0.57525 | 1.3364 | 0.56685 | 0.57525 | 0.26292 | -102.3929 | 79.2481 | 0.26292 | -102.3929 | 79.2481
Line4_2_6 | 0.012762 | 0.010979 | 0.015092 | 0.012762 | 0.01098 | 0.015093 | 0.0029473 | 0.0025356 | 0.0034854 | 0.0029473 | 0.0025356 | 0.0034855 | -0.00016589 | 0.001225 | -0.0020074 | 0.00016756 | -0.0012244 | 0.0020103 | 0.0039337 | -0.00075233 | 4.357e-05 | -0.0039322 | 0.00075384 | -4.1232e-05 | -92.1268 | -70.9002 | -99.4398 | 87.8732 | 109.0995 | 80.5603 |  | 1.3359 | 0.56696 | 0.57607 | 1.3354 | 0.56706 | 0.57689 | 0.28806 | -102.4567 | 79.3168 | 0.31322 | -102.5206 | 79.3854
Line5_6_7 | 0.012762 | 0.01098 | 0.015093 | 0.012762 | 0.01098 | 0.015093 | 0.0029473 | 0.0025356 | 0.0034855 | 0.0029473 | 0.0025356 | 0.0034855 | -0.00016756 | 0.0012244 | -0.0020103 | 0.00016922 | -0.0012238 | 0.0020133 | 0.0039322 | -0.00075384 | 4.123e-05 | -0.0039306 | 0.00075535 | -3.8892e-05 | -92.1268 | -70.9005 | -99.4397 | 87.8732 | 109.0992 | 80.5604 |  | 1.3354 | 0.56706 | 0.57689 | 1.3349 | 0.56717 | 0.57771 | 0.31322 | -102.5206 | 79.3854 | 0.3384 | -102.5844 | 79.4537
Line6_7_8 | 0 | 0 | 0 | 0 | 0 | 0 | 0 | 0 | 0 | 0 | 0 | 0 | 4.7622e-09 | -6.2662e-08 | 6.1792e-08 | -5.3033e-09 | 4.2381e-08 | -4.097e-08 | -1.4737e-07 | 1.2988e-08 | -9.0093e-09 | 9.8272e-08 | -8.0982e-09 | 4.7669e-09 | 0 | 0 | 0 | 0 | 0 | 0 |  | 1.3349 | 0.56717 | 0.57771 | 1.3349 | 0.56717 | 0.57771 | 0.3384 | -102.5844 | 79.4537 | 0.3384 | -102.5844 | 79.4537
Line7_8_9 | 0 | 0 | 0 | 0 | 0 | 0 | 0 | 0 | 0 | 0 | 0 | 0 | 1.5874e-09 | -2.0887e-08 | 2.0597e-08 | -2.1285e-09 | 6.0636e-10 | 2.2492e-10 | -4.9123e-08 | 4.3292e-09 | -3.0031e-09 | 2.6017e-11 | 5.6019e-10 | -1.2393e-09 | 0 | 0 | 0 | 0 | 0 | 0 |  | 1.3349 | 0.56717 | 0.57771 | 1.3349 | 0.56717 | 0.57771 | 0.3384 | -102.5844 | 79.4537 | 0.3384 | -102.5844 | 79.4537
Line8_8_10 | 0 | 0 | 0 | 0 | 0 | 0 | 0 | 0 | 0 | 0 | 0 | 0 | 1.5874e-09 | -2.0887e-08 | 2.0597e-08 | -2.1285e-09 | 6.0636e-10 | 2.2492e-10 | -4.9123e-08 | 4.3292e-09 | -3.0031e-09 | 2.6017e-11 | 5.6019e-10 | -1.2393e-09 | 0 | 0 | 0 | 0 | 0 | 0 |  | 1.3349 | 0.56717 | 0.57771 | 1.3349 | 0.56717 | 0.57771 | 0.3384 | -102.5844 | 79.4537 | 0.3384 | -102.5844 | 79.4537
Line9_3_11 | 0.01273 | 0.010953 | 0.015052 | 0.012731 | 0.010953 | 0.015052 | 0.00294 | 0.0025295 | 0.0034761 | 0.00294 | 0.0025295 | 0.0034761 | -0.00015532 | 0.0012204 | -0.0020019 | 0.00015698 | -0.0012198 | 0.0020048 | 0.0039244 | -0.00075315 | 4.8054e-05 | -0.0039229 | 0.00075465 | -4.5729e-05 | -91.9786 | -70.7765 | -99.3081 | 88.0215 | 109.2232 | 80.692 |  | 1.3359 | 0.56696 | 0.57607 | 1.3354 | 0.56706 | 0.57688 | 0.28794 | -102.4566 | 79.3168 | 0.31298 | -102.5202 | 79.3854

## LLG_min_fault_6
name | pf_ikss_a_from_ka | pf_ikss_b_from_ka | pf_ikss_c_from_ka | pf_ikss_a_to_ka | pf_ikss_b_to_ka | pf_ikss_c_to_ka | pf_skss_a_from_mw | pf_skss_b_from_mw | pf_skss_c_from_mw | pf_skss_a_to_mw | pf_skss_b_to_mw | pf_skss_c_to_mw | pf_p_a_from_mw | pf_p_b_from_mw | pf_p_c_from_mw | pf_p_a_to_mw | pf_p_b_to_mw | pf_p_c_to_mw | pf_q_a_from_mvar | pf_q_b_from_mvar | pf_q_c_from_mvar | pf_q_a_to_mvar | pf_q_b_to_mvar | pf_q_c_to_mvar | pf_ikss_a_from_degree | pf_ikss_b_from_degree | pf_ikss_c_from_degree | pf_ikss_a_to_degree | pf_ikss_b_to_degree | pf_ikss_c_to_degree | 3xI0 | pf_vm_a_from_pu | pf_vm_b_from_pu | pf_vm_c_from_pu | pf_vm_a_to_pu | pf_vm_b_to_pu | pf_vm_c_to_pu | pf_va_a_from_degree | pf_va_b_from_degree | pf_va_c_from_degree | pf_va_a_to_degree | pf_va_b_to_degree | pf_va_c_to_degree
Line0_1_2 | 0.0026327 | 0.0026421 | 0.0026684 | 0.0026328 | 0.0026421 | 0.0026684 | 0.000608 | 0.00061016 | 0.00061623 | 0.00060801 | 0.00061017 | 0.00061624 | 0.00031687 | 0.00024925 | -0.00058364 | -0.00031681 | -0.00024918 | 0.00058372 | 0.00053835 | -0.00046682 | 8.485e-05 | -0.00053829 | 0.0004669 | -8.478e-05 | -56.7285 | -55.5215 | -57.2956 | 123.2715 | 124.4785 | 122.7044 |  | 1.0274 | 0.8673 | 0.95707 | 1.0273 | 0.86736 | 0.95717 | 2.7908 | -117.4226 | 114.4327 | 2.7928 | -117.4325 | 114.4405
Line10_11_12 | 0.0026262 | 0.0026355 | 0.0026617 | 0.0026262 | 0.0026355 | 0.0026617 | 0.00060649 | 0.00060864 | 0.00061468 | 0.0006065 | 0.00060865 | 0.00061469 | 0.00031723 | 0.00024739 | -0.00058211 | -0.00031717 | -0.00024733 | 0.00058219 | 0.00053612 | -0.00046638 | 8.588e-05 | -0.00053606 | 0.00046646 | -8.5811e-05 | -56.5917 | -55.3861 | -57.1593 | 123.4083 | 124.6139 | 122.8407 |  | 1.0271 | 0.86741 | 0.95726 | 1.027 | 0.86746 | 0.95736 | 2.7949 | -117.4423 | 114.4483 | 2.7969 | -117.4521 | 114.4561
Line11_12_13 | 0.0026262 | 0.0026355 | 0.0026617 | 0.0026263 | 0.0026355 | 0.0026617 | 0.0006065 | 0.00060865 | 0.00061469 | 0.00060651 | 0.00060865 | 0.0006147 | 0.00031717 | 0.00024733 | -0.00058219 | -0.0003171 | -0.00024727 | 0.00058227 | 0.00053606 | -0.00046646 | 8.581e-05 | -0.00053599 | 0.00046654 | -8.5741e-05 | -56.5917 | -55.3862 | -57.1594 | 123.4083 | 124.6138 | 122.8406 |  | 1.027 | 0.86746 | 0.95736 | 1.0268 | 0.86751 | 0.95745 | 2.7969 | -117.4521 | 114.4561 | 2.7989 | -117.462 | 114.4638
Line12_13_15 | 0 | 0 | 0 | 0 | 0 | 0 | 0 | 0 | 0 | 0 | 0 | 0 | -1.1207e-08 | -1.0458e-08 | 2.1892e-08 | 7.1778e-09 | 7.2311e-09 | -1.4636e-08 | -2.084e-08 | 1.7069e-08 | -2.5157e-09 | 1.4068e-08 | -1.1245e-08 | 1.3554e-09 | 0 | 0 | 0 | 0 | 0 | 0 |  | 1.0268 | 0.86751 | 0.95745 | 1.0268 | 0.86751 | 0.95745 | 2.7989 | -117.462 | 114.4638 | 2.7989 | -117.462 | 114.4638
Line13_13_14 | 0.0026264 | 0.0026356 | 0.0026618 | 0.0026264 | 0.0026357 | 0.0026619 | 0.00060653 | 0.00060868 | 0.00061472 | 0.00060654 | 0.00060868 | 0.00061473 | 0.00031712 | 0.00024728 | -0.00058229 | -0.00031705 | -0.00024722 | 0.00058237 | 0.00053602 | -0.00046655 | 8.5743e-05 | -0.00053595 | 0.00046663 | -8.5674e-05 | -56.5918 | -55.3863 | -57.1595 | 123.4082 | 124.6136 | 122.8406 |  | 1.0268 | 0.86751 | 0.95745 | 1.0267 | 0.86756 | 0.95755 | 2.7989 | -117.462 | 114.4638 | 2.801 | -117.4718 | 114.4716
Line14_15_16 | 0 | 0 | 0 | 0 | 0 | 0 | 0 | 0 | 0 | 0 | 0 | 0 | -7.4712e-09 | -6.9717e-09 | 1.4595e-08 | 3.4421e-09 | 3.7453e-09 | -7.339e-09 | -1.3893e-08 | 1.1379e-08 | -1.6771e-09 | 7.1214e-09 | -5.5558e-09 | 5.1681e-10 | 0 | 0 | 0 | 0 | 0 | 0 |  | 1.0268 | 0.86751 | 0.95745 | 1.0268 | 0.86751 | 0.95745 | 2.7989 | -117.462 | 114.4638 | 2.7989 | -117.462 | 114.4638
Line15_16_17 | 0 | 0 | 0 | 0 | 0 | 0 | 0 | 0 | 0 | 0 | 0 | 0 | -3.7356e-09 | -3.4858e-09 | 7.2973e-09 | -2.9348e-10 | 2.5942e-10 | -4.1723e-11 | -6.9468e-09 | 5.6896e-09 | -8.3856e-10 | 1.7466e-10 | 1.3381e-10 | -3.2175e-10 | 0 | 0 | 0 | 0 | 0 | 0 |  | 1.0268 | 0.86751 | 0.95745 | 1.0268 | 0.86751 | 0.95745 | 2.7989 | -117.462 | 114.4638 | 2.7989 | -117.462 | 114.4638
Line16_4_18 | 0 | 0.02812 | 0.031035 | 0 | 0.02812 | 0.031035 | 0 | 0.006494 | 0.0071673 | 0 | 0.006494 | 0.0071673 | -3.7183e-09 | 0.0039657 | 0.0048353 | -2.9118e-10 | -0.0039536 | -0.0048159 | -7.0527e-09 | 0.0039708 | 0.0048316 | 1.7474e-10 | -0.0039536 | -0.0048159 | 0 | -162.506 | 69.485 | 0 | 17.4941 | -110.5151 |  | 1.0268 | 0.86418 | 0.95371 | 1.0262 | 0.86099 | 0.95025 | 2.7974 | -117.4691 | 114.4625 | 2.8019 | -117.5059 | 114.4849
Line17_5_19 | 0 | 0 | 0 | 0 | 0 | 0 | 0 | 0 | 0 | 0 | 0 | 0 | -3.7243e-09 | -3.5336e-09 | 7.3344e-09 | -2.9593e-10 | 2.5993e-10 | -4.0547e-11 | -7.003e-09 | 5.6976e-09 | -8.1147e-10 | 1.7425e-10 | 1.3586e-10 | -3.2343e-10 | 0 | 0 | 0 | 0 | 0 | 0 |  | 1.0274 | 0.8673 | 0.95707 | 1.0274 | 0.8673 | 0.95707 | 2.7908 | -117.4226 | 114.4327 | 2.7908 | -117.4226 | 114.4327
Line1_1_3 | 0.0026261 | 0.0026354 | 0.0026616 | 0.0026262 | 0.0026354 | 0.0026616 | 0.00060648 | 0.00060862 | 0.00061467 | 0.00060648 | 0.00060863 | 0.00061468 | 0.00031735 | 0.00024752 | -0.00058196 | -0.00031729 | -0.00024746 | 0.00058204 | 0.00053624 | -0.00046623 | 8.6019e-05 | -0.00053618 | 0.00046631 | -8.595e-05 | -56.5916 | -55.386 | -57.1593 | 123.4084 | 124.614 | 122.8407 |  | 1.0274 | 0.8673 | 0.95707 | 1.0273 | 0.86736 | 0.95717 | 2.7908 | -117.4226 | 114.4327 | 2.7928 | -117.4324 | 114.4405
Line2_1_4 | 0.0026307 | 0.027427 | 0.029455 | 0.0026307 | 0.027427 | 0.029455 | 0.00060753 | 0.0063339 | 0.0068025 | 0.00060754 | 0.0063339 | 0.0068025 | 0.00031378 | 0.0042254 | 0.0042668 | -0.00031352 | -0.004213 | -0.0042492 | 0.00053959 | 0.0035105 | 0.0049174 | -0.00053928 | -0.0034944 | -0.0049023 | -57.0305 | -157.1425 | 65.3806 | 122.9695 | 22.8575 | -114.6195 |  | 1.0274 | 0.8673 | 0.95707 | 1.0268 | 0.86418 | 0.95371 | 2.7908 | -117.4226 | 114.4327 | 2.7974 | -117.4691 | 114.4625
Line3_1_5 | 0 | 0 | 0 | 0 | 0 | 0 | 0 | 0 | 0 | 0 | 0 | 0 | -7.4485e-09 | -7.0672e-09 | 1.4669e-08 | 3.4283e-09 | 3.7935e-09 | -7.3749e-09 | -1.4006e-08 | 1.1395e-08 | -1.6229e-09 | 7.1772e-09 | -5.5617e-09 | 4.8804e-10 | 0 | 0 | 0 | 0 | 0 | 0 |  | 1.0274 | 0.8673 | 0.95707 | 1.0274 | 0.8673 | 0.95707 | 2.7908 | -117.4226 | 114.4327 | 2.7908 | -117.4226 | 114.4327
Line4_2_6 | 0.0026328 | 0.0026421 | 0.0026684 | 0.0026328 | 0.0026421 | 0.0026684 | 0.00060801 | 0.00061017 | 0.00061624 | 0.00060802 | 0.00061017 | 0.00061625 | 0.00031681 | 0.00024918 | -0.00058372 | -0.00031674 | -0.00024912 | 0.0005838 | 0.00053829 | -0.0004669 | 8.478e-05 | -0.00053823 | 0.00046697 | -8.471e-05 | -56.7285 | -55.5215 | -57.2956 | 123.2715 | 124.4785 | 122.7044 |  | 1.0273 | 0.86736 | 0.95717 | 1.0271 | 0.86741 | 0.95726 | 2.7928 | -117.4325 | 114.4405 | 2.7949 | -117.4423 | 114.4483
Line5_6_7 | 0.0026328 | 0.0026421 | 0.0026684 | 0.0026328 | 0.0026422 | 0.0026685 | 0.00060802 | 0.00061017 | 0.00061625 | 0.00060803 | 0.00061018 | 0.00061625 | 0.00031674 | 0.00024912 | -0.0005838 | -0.00031668 | -0.00024906 | 0.00058387 | 0.00053823 | -0.00046697 | 8.471e-05 | -0.00053816 | 0.00046705 | -8.464e-05 | -56.7285 | -55.5216 | -57.2956 | 123.2715 | 124.4784 | 122.7044 |  | 1.0271 | 0.86741 | 0.95726 | 1.027 | 0.86746 | 0.95736 | 2.7949 | -117.4423 | 114.4483 | 2.797 | -117.4522 | 114.4561
Line6_7_8 | 0 | 0 | 0 | 0 | 0 | 0 | 0 | 0 | 0 | 0 | 0 | 0 | -1.1199e-08 | -1.0493e-08 | 2.192e-08 | 7.1717e-09 | 7.2549e-09 | -1.4654e-08 | -2.0882e-08 | 1.7075e-08 | -2.4957e-09 | 1.4096e-08 | -1.1249e-08 | 1.3417e-09 | 0 | 0 | 0 | 0 | 0 | 0 |  | 1.027 | 0.86746 | 0.95736 | 1.027 | 0.86746 | 0.95736 | 2.797 | -117.4522 | 114.4561 | 2.797 | -117.4522 | 114.4561
Line7_8_9 | 0 | 0 | 0 | 0 | 0 | 0 | 0 | 0 | 0 | 0 | 0 | 0 | -3.7329e-09 | -3.4977e-09 | 7.3065e-09 | -2.9409e-10 | 2.5955e-10 | -4.1435e-11 | -6.9607e-09 | 5.6917e-09 | -8.3191e-10 | 1.7456e-10 | 1.3432e-10 | -3.2217e-10 | 0 | 0 | 0 | 0 | 0 | 0 |  | 1.027 | 0.86746 | 0.95736 | 1.027 | 0.86746 | 0.95736 | 2.797 | -117.4522 | 114.4561 | 2.797 | -117.4522 | 114.4561
Line8_8_10 | 0 | 0 | 0 | 0 | 0 | 0 | 0 | 0 | 0 | 0 | 0 | 0 | -3.7329e-09 | -3.4977e-09 | 7.3065e-09 | -2.9409e-10 | 2.5955e-10 | -4.1435e-11 | -6.9607e-09 | 5.6917e-09 | -8.3191e-10 | 1.7456e-10 | 1.3432e-10 | -3.2217e-10 | 0 | 0 | 0 | 0 | 0 | 0 |  | 1.027 | 0.86746 | 0.95736 | 1.027 | 0.86746 | 0.95736 | 2.797 | -117.4522 | 114.4561 | 2.797 | -117.4522 | 114.4561
Line9_3_11 | 0.0026262 | 0.0026354 | 0.0026616 | 0.0026262 | 0.0026355 | 0.0026617 | 0.00060648 | 0.00060863 | 0.00061468 | 0.00060649 | 0.00060864 | 0.00061468 | 0.00031729 | 0.00024746 | -0.00058204 | -0.00031723 | -0.00024739 | 0.00058211 | 0.00053618 | -0.00046631 | 8.595e-05 | -0.00053612 | 0.00046638 | -8.588e-05 | -56.5916 | -55.3861 | -57.1593 | 123.4084 | 124.6139 | 122.8407 |  | 1.0273 | 0.86736 | 0.95717 | 1.0271 | 0.86741 | 0.95726 | 2.7928 | -117.4324 | 114.4405 | 2.7949 | -117.4423 | 114.4483

## LLG_min_fault_10
name | pf_ikss_a_from_ka | pf_ikss_b_from_ka | pf_ikss_c_from_ka | pf_ikss_a_to_ka | pf_ikss_b_to_ka | pf_ikss_c_to_ka | pf_skss_a_from_mw | pf_skss_b_from_mw | pf_skss_c_from_mw | pf_skss_a_to_mw | pf_skss_b_to_mw | pf_skss_c_to_mw | pf_p_a_from_mw | pf_p_b_from_mw | pf_p_c_from_mw | pf_p_a_to_mw | pf_p_b_to_mw | pf_p_c_to_mw | pf_q_a_from_mvar | pf_q_b_from_mvar | pf_q_c_from_mvar | pf_q_a_to_mvar | pf_q_b_to_mvar | pf_q_c_to_mvar | pf_ikss_a_from_degree | pf_ikss_b_from_degree | pf_ikss_c_from_degree | pf_ikss_a_to_degree | pf_ikss_b_to_degree | pf_ikss_c_to_degree | 3xI0 | pf_vm_a_from_pu | pf_vm_b_from_pu | pf_vm_c_from_pu | pf_vm_a_to_pu | pf_vm_b_to_pu | pf_vm_c_to_pu | pf_va_a_from_degree | pf_va_b_from_degree | pf_va_c_from_degree | pf_va_a_to_degree | pf_va_b_to_degree | pf_va_c_to_degree
Line0_1_2 | 0.0024942 | 0.002503 | 0.0025279 | 0.0024942 | 0.002503 | 0.0025279 | 0.000576 | 0.00057804 | 0.0005838 | 0.00057601 | 0.00057805 | 0.0005838 | 0.00028439 | 0.0002237 | -0.00052382 | -0.00028434 | -0.00022364 | 0.00052389 | 0.00048317 | -0.00041897 | 7.6153e-05 | -0.00048312 | 0.00041904 | -7.6091e-05 | -56.7285 | -55.5215 | -57.2956 | 123.2715 | 124.4785 | 122.7044 |  | 0.97335 | 0.82166 | 0.9067 | 0.97321 | 0.8217 | 0.90679 | 2.7908 | -117.4226 | 114.4327 | 2.7928 | -117.4325 | 114.4405
Line10_11_12 | 0.002488 | 0.0024968 | 0.0025216 | 0.002488 | 0.0024968 | 0.0025216 | 0.00057457 | 0.0005766 | 0.00058233 | 0.00057458 | 0.00057661 | 0.00058234 | 0.00028472 | 0.00022204 | -0.00052245 | -0.00028466 | -0.00022198 | 0.00052252 | 0.00048117 | -0.00041858 | 7.7078e-05 | -0.00048111 | 0.00041865 | -7.7016e-05 | -56.5917 | -55.3861 | -57.1593 | 123.4083 | 124.6139 | 122.8407 |  | 0.97306 | 0.82175 | 0.90688 | 0.97292 | 0.8218 | 0.90697 | 2.7949 | -117.4423 | 114.4483 | 2.7969 | -117.4521 | 114.4561
Line11_12_13 | 0.002488 | 0.0024968 | 0.0025216 | 0.002488 | 0.0024968 | 0.0025216 | 0.00057458 | 0.00057661 | 0.00058234 | 0.00057459 | 0.00057662 | 0.00058235 | 0.00028466 | 0.00022198 | -0.00052252 | -0.0002846 | -0.00022193 | 0.00052259 | 0.00048111 | -0.00041865 | 7.7015e-05 | -0.00048106 | 0.00041872 | -7.6953e-05 | -56.5917 | -55.3862 | -57.1594 | 123.4083 | 124.6138 | 122.8406 |  | 0.97292 | 0.8218 | 0.90697 | 0.97277 | 0.82185 | 0.90706 | 2.7969 | -117.4521 | 114.4561 | 2.7989 | -117.462 | 114.4638
Line12_13_15 | 0 | 0 | 0 | 0 | 0 | 0 | 0 | 0 | 0 | 0 | 0 | 0 | -1.0058e-08 | -9.3857e-09 | 1.9648e-08 | 6.4421e-09 | 6.49e-09 | -1.3136e-08 | -1.8704e-08 | 1.5319e-08 | -2.2579e-09 | 1.2626e-08 | -1.0093e-08 | 1.2165e-09 | 0 | 0 | 0 | 0 | 0 | 0 |  | 0.97277 | 0.82185 | 0.90706 | 0.97277 | 0.82185 | 0.90706 | 2.7989 | -117.462 | 114.4638 | 2.7989 | -117.462 | 114.4638
Line13_13_14 | 0.0024881 | 0.0024969 | 0.0025217 | 0.0024882 | 0.002497 | 0.0025218 | 0.00057461 | 0.00057664 | 0.00058237 | 0.00057462 | 0.00057665 | 0.00058238 | 0.00028461 | 0.00022194 | -0.00052261 | -0.00028456 | -0.00022188 | 0.00052268 | 0.00048108 | -0.00041873 | 7.6955e-05 | -0.00048102 | 0.0004188 | -7.6893e-05 | -56.5918 | -55.3863 | -57.1595 | 123.4082 | 124.6136 | 122.8406 |  | 0.97277 | 0.82185 | 0.90706 | 0.97263 | 0.8219 | 0.90715 | 2.7989 | -117.462 | 114.4638 | 2.801 | -117.4718 | 114.4716
Line14_15_16 | 0 | 0 | 0 | 0 | 0 | 0 | 0 | 0 | 0 | 0 | 0 | 0 | -6.7055e-09 | -6.2571e-09 | 1.3099e-08 | 3.0893e-09 | 3.3614e-09 | -6.5868e-09 | -1.247e-08 | 1.0213e-08 | -1.5052e-09 | 6.3915e-09 | -4.9864e-09 | 4.6384e-10 | 0 | 0 | 0 | 0 | 0 | 0 |  | 0.97277 | 0.82185 | 0.90706 | 0.97277 | 0.82185 | 0.90706 | 2.7989 | -117.462 | 114.4638 | 2.7989 | -117.462 | 114.4638
Line15_16_17 | 0 | 0 | 0 | 0 | 0 | 0 | 0 | 0 | 0 | 0 | 0 | 0 | -3.3527e-09 | -3.1286e-09 | 6.5493e-09 | -2.634e-10 | 2.3283e-10 | -3.7447e-11 | -6.2348e-09 | 5.1065e-09 | -7.5262e-10 | 1.5675e-10 | 1.201e-10 | -2.8878e-10 | 0 | 0 | 0 | 0 | 0 | 0 |  | 0.97277 | 0.82185 | 0.90706 | 0.97277 | 0.82185 | 0.90706 | 2.7989 | -117.462 | 114.4638 | 2.7989 | -117.462 | 114.4638
Line16_4_18 | 0 | 0.02664 | 0.029402 | 0 | 0.02664 | 0.029402 | 0 | 0.0061522 | 0.00679 | 0 | 0.0061522 | 0.00679 | -3.3372e-09 | 0.0035592 | 0.0043398 | -2.6133e-10 | -0.0035484 | -0.0043223 | -6.3298e-09 | 0.0035638 | 0.0043364 | 1.5683e-10 | -0.0035484 | -0.0043223 | 0 | -162.506 | 69.485 | 0 | 17.4941 | -110.5151 |  | 0.97272 | 0.81869 | 0.90352 | 0.97223 | 0.81568 | 0.90024 | 2.7974 | -117.4691 | 114.4625 | 2.8019 | -117.5059 | 114.4849
Line17_5_19 | 0 | 0 | 0 | 0 | 0 | 0 | 0 | 0 | 0 | 0 | 0 | 0 | -3.3425e-09 | -3.1714e-09 | 6.5827e-09 | -2.656e-10 | 2.3329e-10 | -3.6391e-11 | -6.2852e-09 | 5.1136e-09 | -7.283e-10 | 1.5639e-10 | 1.2193e-10 | -2.9028e-10 | 0 | 0 | 0 | 0 | 0 | 0 |  | 0.97335 | 0.82166 | 0.9067 | 0.97335 | 0.82166 | 0.9067 | 2.7908 | -117.4226 | 114.4327 | 2.7908 | -117.4226 | 114.4327
Line1_1_3 | 0.0024879 | 0.0024967 | 0.0025215 | 0.0024879 | 0.0024967 | 0.0025215 | 0.00057456 | 0.00057659 | 0.00058232 | 0.00057456 | 0.0005766 | 0.00058232 | 0.00028483 | 0.00022215 | -0.00052231 | -0.00028477 | -0.00022209 | 0.00052238 | 0.00048128 | -0.00041845 | 7.7203e-05 | -0.00048122 | 0.00041851 | -7.7141e-05 | -56.5916 | -55.386 | -57.1593 | 123.4084 | 124.614 | 122.8407 |  | 0.97335 | 0.82166 | 0.9067 | 0.97321 | 0.82171 | 0.90679 | 2.7908 | -117.4226 | 114.4327 | 2.7928 | -117.4324 | 114.4405
Line2_1_4 | 0.0024922 | 0.025983 | 0.027905 | 0.0024923 | 0.025983 | 0.027905 | 0.00057555 | 0.0060006 | 0.0064444 | 0.00057556 | 0.0060006 | 0.0064444 | 0.00028162 | 0.0037923 | 0.0038295 | -0.00028139 | -0.0037812 | -0.0038137 | 0.00048429 | 0.0031507 | 0.0044134 | -0.00048401 | -0.0031363 | -0.0043999 | -57.0305 | -157.1425 | 65.3806 | 122.9695 | 22.8575 | -114.6195 |  | 0.97335 | 0.82166 | 0.9067 | 0.97272 | 0.81869 | 0.90352 | 2.7908 | -117.4226 | 114.4327 | 2.7974 | -117.4691 | 114.4625
Line3_1_5 | 0 | 0 | 0 | 0 | 0 | 0 | 0 | 0 | 0 | 0 | 0 | 0 | -6.6851e-09 | -6.3428e-09 | 1.3165e-08 | 3.0769e-09 | 3.4047e-09 | -6.6191e-09 | -1.257e-08 | 1.0227e-08 | -1.4566e-09 | 6.4416e-09 | -4.9917e-09 | 4.3802e-10 | 0 | 0 | 0 | 0 | 0 | 0 |  | 0.97335 | 0.82166 | 0.9067 | 0.97335 | 0.82166 | 0.9067 | 2.7908 | -117.4226 | 114.4327 | 2.7908 | -117.4226 | 114.4327
Line4_2_6 | 0.0024942 | 0.002503 | 0.0025279 | 0.0024942 | 0.0025031 | 0.002528 | 0.00057601 | 0.00057805 | 0.0005838 | 0.00057602 | 0.00057806 | 0.00058381 | 0.00028433 | 0.00022364 | -0.00052389 | -0.00028428 | -0.00022359 | 0.00052396 | 0.00048312 | -0.00041904 | 7.609e-05 | -0.00048306 | 0.00041911 | -7.6028e-05 | -56.7285 | -55.5215 | -57.2956 | 123.2715 | 124.4785 | 122.7044 |  | 0.97321 | 0.8217 | 0.90679 | 0.97306 | 0.82175 | 0.90688 | 2.7928 | -117.4325 | 114.4405 | 2.7949 | -117.4423 | 114.4483
Line5_6_7 | 0.0024942 | 0.0025031 | 0.002528 | 0.0024943 | 0.0025031 | 0.002528 | 0.00057602 | 0.00057806 | 0.00058381 | 0.00057603 | 0.00057807 | 0.00058382 | 0.00028428 | 0.00022359 | -0.00052396 | -0.00028422 | -0.00022353 | 0.00052403 | 0.00048306 | -0.00041911 | 7.6028e-05 | -0.00048301 | 0.00041918 | -7.5965e-05 | -56.7285 | -55.5216 | -57.2956 | 123.2715 | 124.4784 | 122.7044 |  | 0.97306 | 0.82175 | 0.90688 | 0.97292 | 0.8218 | 0.90697 | 2.7949 | -117.4423 | 114.4483 | 2.797 | -117.4522 | 114.4561
Line6_7_8 | 0 | 0 | 0 | 0 | 0 | 0 | 0 | 0 | 0 | 0 | 0 | 0 | -1.0051e-08 | -9.4175e-09 | 1.9673e-08 | 6.4366e-09 | 6.5113e-09 | -1.3153e-08 | -1.8742e-08 | 1.5325e-08 | -2.2399e-09 | 1.2651e-08 | -1.0096e-08 | 1.2041e-09 | 0 | 0 | 0 | 0 | 0 | 0 |  | 0.97292 | 0.8218 | 0.90697 | 0.97292 | 0.8218 | 0.90697 | 2.797 | -117.4522 | 114.4561 | 2.797 | -117.4522 | 114.4561
Line7_8_9 | 0 | 0 | 0 | 0 | 0 | 0 | 0 | 0 | 0 | 0 | 0 | 0 | -3.3503e-09 | -3.1392e-09 | 6.5577e-09 | -2.6395e-10 | 2.3295e-10 | -3.7188e-11 | -6.2473e-09 | 5.1083e-09 | -7.4665e-10 | 1.5667e-10 | 1.2055e-10 | -2.8915e-10 | 0 | 0 | 0 | 0 | 0 | 0 |  | 0.97292 | 0.8218 | 0.90697 | 0.97292 | 0.8218 | 0.90697 | 2.797 | -117.4522 | 114.4561 | 2.797 | -117.4522 | 114.4561
Line8_8_10 | 0 | 0 | 0 | 0 | 0 | 0 | 0 | 0 | 0 | 0 | 0 | 0 | -3.3503e-09 | -3.1392e-09 | 6.5577e-09 | -2.6395e-10 | 2.3295e-10 | -3.7188e-11 | -6.2473e-09 | 5.1083e-09 | -7.4665e-10 | 1.5667e-10 | 1.2055e-10 | -2.8915e-10 | 0 | 0 | 0 | 0 | 0 | 0 |  | 0.97292 | 0.8218 | 0.90697 | 0.97292 | 0.8218 | 0.90697 | 2.797 | -117.4522 | 114.4561 | 2.797 | -117.4522 | 114.4561
Line9_3_11 | 0.0024879 | 0.0024967 | 0.0025215 | 0.002488 | 0.0024968 | 0.0025216 | 0.00057456 | 0.0005766 | 0.00058232 | 0.00057457 | 0.0005766 | 0.00058233 | 0.00028477 | 0.00022209 | -0.00052238 | -0.00028472 | -0.00022204 | 0.00052245 | 0.00048122 | -0.00041851 | 7.714e-05 | -0.00048117 | 0.00041858 | -7.7078e-05 | -56.5916 | -55.3861 | -57.1593 | 123.4084 | 124.6139 | 122.8407 |  | 0.97321 | 0.82171 | 0.90679 | 0.97306 | 0.82175 | 0.90688 | 2.7928 | -117.4324 | 114.4405 | 2.7949 | -117.4423 | 114.4483