## LLL_max_6
name | pf_ikss_from_ka | pf_ikss_to_ka | pf_ip_from_ka | pf_ip_to_ka | pf_skss_from_mw | pf_skss_to_mw | pf_p_from_mw | pf_p_to_mw | pf_q_from_mvar | pf_q_to_mvar | pf_ikss_from_degree | pf_ikss_to_degree | pf_vm_from_pu | pf_vm_to_pu | pf_va_from_degree | pf_va_to_degree
Line0_1_2 | 0.32497 | 0.32497 | 0 | 0 | 0.22515 | 0.22515 | -0.081585 | 0.084753 | -0.15129 | 0.15762 | 112.3024 | -67.6976 | 0.76342 | 0.79487 | -6.0346 | -5.9644
Line10_11_12 | 0.28888 | 0.28888 | 0 | 0 | 0.20014 | 0.20014 | -0.078736 | 0.08124 | -0.14384 | 0.14885 | 112.8171 | -67.1829 | 0.81932 | 0.84727 | -5.8785 | -5.8082
Line11_12_13 | 0.28888 | 0.28888 | 0 | 0 | 0.20014 | 0.20014 | -0.08124 | 0.083744 | -0.14885 | 0.15386 | 112.8171 | -67.1829 | 0.84727 | 0.87523 | -5.8082 | -5.7423
Line12_13_15 | 0 | 0 | 0 | 0 | 0 | 0 | 0 | 0 | 0 | 0 | 0 | 0 | 0.87523 | 0.87523 | -5.7423 | -5.7423
Line13_13_14 | 0.28888 | 0.28888 | 0 | 0 | 0.20014 | 0.20014 | -0.083744 | 0.086247 | -0.15386 | 0.15886 | 112.8171 | -67.1829 | 0.87523 | 0.90318 | -5.7423 | -5.6806
Line14_15_16 | 0 | 0 | 0 | 0 | 0 | 0 | 0 | 0 | 0 | 0 | 0 | 0 | 0.87523 | 0.87523 | -5.7423 | -5.7423
Line15_16_17 | 0 | 0 | 0 | 0 | 0 | 0 | 0 | 0 | 0 | 0 | 0 | 0 | 0.87523 | 0.87523 | -5.7423 | -5.7423
Line16_4_18 | 4.2793 | 4.2793 | 0 | 8.0393 | 2.9648 | 2.9648 | 0.54938 | -1e-07 | 1.0988 | -1e-07 | -69.5382 | 110.4618 | 0.41434 | 0 | -6.1032 | 0
Line17_5_19 | 0 | 0 | 0 | 0 | 0 | 0 | 0 | 0 | 0 | 0 | 0 | 0 | 0.76342 | 0.76342 | -6.0346 | -6.0346
Line1_1_3 | 0.28888 | 0.28888 | 0 | 0 | 0.20014 | 0.20014 | -0.073729 | 0.076233 | -0.13383 | 0.13883 | 112.8171 | -67.1829 | 0.76342 | 0.79137 | -6.0346 | -5.9538
Line2_1_4 | 3.6053 | 3.6053 | 0 | 0 | 2.4978 | 2.4978 | 0.8552 | -0.46526 | 1.7043 | -0.92447 | -69.388 | 110.612 | 0.76342 | 0.41434 | -6.0346 | -6.1032
Line3_1_5 | 0 | 0 | 0 | 0 | 0 | 0 | 0 | 0 | 0 | 0 | 0 | 0 | 0.76342 | 0.76342 | -6.0346 | -6.0346
Line4_2_6 | 0.32497 | 0.32497 | 0 | 0 | 0.22515 | 0.22515 | -0.084753 | 0.087921 | -0.15762 | 0.16396 | 112.3024 | -67.6976 | 0.79487 | 0.82632 | -5.9644 | -5.8996
Line5_6_7 | 0.32497 | 0.32497 | 0 | 0 | 0.22515 | 0.22515 | -0.087921 | 0.09109 | -0.16396 | 0.1703 | 112.3024 | -67.6976 | 0.82632 | 0.85778 | -5.8996 | -5.8396
Line6_7_8 | 0 | 0 | 0 | 0 | 0 | 0 | 0 | 0 | 0 | 0 | 0 | 0 | 0.85778 | 0.85778 | -5.8396 | -5.8396
Line7_8_9 | 0 | 0 | 0 | 0 | 0 | 0 | 0 | 0 | 0 | 0 | 0 | 0 | 0.85778 | 0.85778 | -5.8396 | -5.8396
Line8_8_10 | 0 | 0 | 0 | 0 | 0 | 0 | 0 | 0 | 0 | 0 | 0 | 0 | 0.85778 | 0.85778 | -5.8396 | -5.8396
Line9_3_11 | 0.28888 | 0.28888 | 0 | 0 | 0.20014 | 0.20014 | -0.076233 | 0.078736 | -0.13883 | 0.14384 | 112.8171 | -67.1829 | 0.79137 | 0.81932 | -5.9538 | -5.8785

## LLL_max_10
name | pf_ikss_from_ka | pf_ikss_to_ka | pf_ip_from_ka | pf_ip_to_ka | pf_skss_from_mw | pf_skss_to_mw | pf_p_from_mw | pf_p_to_mw | pf_q_from_mvar | pf_q_to_mvar | pf_ikss_from_degree | pf_ikss_to_degree | pf_vm_from_pu | pf_vm_to_pu | pf_va_from_degree | pf_va_to_degree
Line0_1_2 | 0.3348 | 0.3348 | 0 | 0 | 0.23196 | 0.23196 | -0.087546 | 0.090909 | -0.16063 | 0.16736 | 112.3588 | -67.6412 | 0.78869 | 0.82109 | -6.232 | -6.152
Line10_11_12 | 0.29887 | 0.29887 | 0 | 0 | 0.20706 | 0.20706 | -0.084782 | 0.087462 | -0.15341 | 0.15877 | 112.8681 | -67.1319 | 0.84651 | 0.87543 | -6.0587 | -5.9806
Line11_12_13 | 0.29887 | 0.29887 | 0 | 0 | 0.20706 | 0.20706 | -0.087462 | 0.090142 | -0.15877 | 0.16413 | 112.8681 | -67.1319 | 0.87543 | 0.90434 | -5.9806 | -5.9076
Line12_13_15 | 0 | 0 | 0 | 0 | 0 | 0 | 0 | 0 | 0 | 0 | 0 | 0 | 0.90434 | 0.90434 | -5.9076 | -5.9076
Line13_13_14 | 0.29887 | 0.29887 | 0 | 0 | 0.20706 | 0.20706 | -0.090142 | 0.092822 | -0.16413 | 0.16949 | 112.8681 | -67.1319 | 0.90434 | 0.93326 | -5.9076 | -5.8391
Line14_15_16 | 0 | 0 | 0 | 0 | 0 | 0 | 0 | 0 | 0 | 0 | 0 | 0 | 0.90434 | 0.90434 | -5.9076 | -5.9076
Line15_16_17 | 0 | 0 | 0 | 0 | 0 | 0 | 0 | 0 | 0 | 0 | 0 | 0 | 0.90434 | 0.90434 | -5.9076 | -5.9076
Line16_4_18 | 4.4124 | 4.4124 | 0 | 8.3118 | 3.057 | 3.057 | 0.58408 | -1e-07 | 1.1682 | -1e-07 | -69.7214 | 110.2786 | 0.42723 | 0 | -6.2864 | 0
Line17_5_19 | 0 | 0 | 0 | 0 | 0 | 0 | 0 | 0 | 0 | 0 | 0 | 0 | 0.78869 | 0.78869 | -6.232 | -6.232
Line1_1_3 | 0.29887 | 0.29887 | 0 | 0 | 0.20706 | 0.20706 | -0.079423 | 0.082103 | -0.14269 | 0.14805 | 112.8681 | -67.1319 | 0.78869 | 0.8176 | -6.232 | -6.1423
Line2_1_4 | 3.7331 | 3.7331 | 0 | 0 | 2.5864 | 2.5864 | 0.9143 | -0.49621 | 1.8235 | -0.9873 | -69.6025 | 110.3975 | 0.78869 | 0.42723 | -6.232 | -6.2864
Line3_1_5 | 0 | 0 | 0 | 0 | 0 | 0 | 0 | 0 | 0 | 0 | 0 | 0 | 0.78869 | 0.78869 | -6.232 | -6.232
Line4_2_6 | 0.3348 | 0.3348 | 0 | 0 | 0.23196 | 0.23196 | -0.090909 | 0.094272 | -0.16736 | 0.17408 | 112.3588 | -67.6412 | 0.82109 | 0.85348 | -6.152 | -6.0781
Line5_6_7 | 0.3348 | 0.3348 | 0 | 0 | 0.23196 | 0.23196 | -0.094272 | 0.097635 | -0.17408 | 0.18081 | 112.3588 | -67.6412 | 0.85348 | 0.88588 | -6.0781 | -6.0096
Line6_7_8 | 0 | 0 | 0 | 0 | 0 | 0 | 0 | 0 | 0 | 0 | 0 | 0 | 0.88588 | 0.88588 | -6.0096 | -6.0096
Line7_8_9 | 0 | 0 | 0 | 0 | 0 | 0 | 0 | 0 | 0 | 0 | 0 | 0 | 0.88588 | 0.88588 | -6.0096 | -6.0096
Line8_8_10 | 0 | 0 | 0 | 0 | 0 | 0 | 0 | 0 | 0 | 0 | 0 | 0 | 0.88588 | 0.88588 | -6.0096 | -6.0096
Line9_3_11 | 0.29887 | 0.29887 | 0 | 0 | 0.20706 | 0.20706 | -0.082103 | 0.084782 | -0.14805 | 0.15341 | 112.8681 | -67.1319 | 0.8176 | 0.84651 | -6.1423 | -6.0587

## LLL_max_fault_6
name | pf_ikss_from_ka | pf_ikss_to_ka | pf_ip_from_ka | pf_ip_to_ka | pf_skss_from_mw | pf_skss_to_mw | pf_p_from_mw | pf_p_to_mw | pf_q_from_mvar | pf_q_to_mvar | pf_ikss_from_degree | pf_ikss_to_degree | pf_vm_from_pu | pf_vm_to_pu | pf_va_from_degree | pf_va_to_degree
Line0_1_2 | 0.12039 | 0.12039 | 0 | 0 | 0.083411 | 0.083411 | -0.006237 | 0.0066719 | -0.09019 | 0.09106 | 93.9805 | -86.0195 | 1.0839 | 1.0946 | 0.024519 | -0.21006
Line10_11_12 | 0.10731 | 0.10731 | 0 | 0 | 0.074344 | 0.074344 | -0.0060352 | 0.0063806 | -0.081782 | 0.082473 | 93.8274 | -86.1726 | 1.103 | 1.1127 | -0.3931 | -0.5965
Line11_12_13 | 0.10731 | 0.10731 | 0 | 0 | 0.074344 | 0.074344 | -0.0063806 | 0.0067261 | -0.082473 | 0.083164 | 93.8274 | -86.1726 | 1.1127 | 1.1223 | -0.5965 | -0.79641
Line12_13_15 | 0 | 0 | 0 | 0 | 0 | 0 | 0 | 0 | 0 | 0 | 0 | 0 | 1.1223 | 1.1223 | -0.79641 | -0.79641
Line13_13_14 | 0.10731 | 0.10731 | 0 | 0 | 0.074344 | 0.074344 | -0.0067261 | 0.0070715 | -0.083164 | 0.083855 | 93.8274 | -86.1726 | 1.1223 | 1.1319 | -0.79641 | -0.99292
Line14_15_16 | 0 | 0 | 0 | 0 | 0 | 0 | 0 | 0 | 0 | 0 | 0 | 0 | 1.1223 | 1.1223 | -0.79641 | -0.79641
Line15_16_17 | 0 | 0 | 0 | 0 | 0 | 0 | 0 | 0 | 0 | 0 | 0 | 0 | 1.1223 | 1.1223 | -0.79641 | -0.79641
Line16_4_18 | 0.035619 | 0.035619 | 0 | 0.066915 | 0.024677 | 0.024677 | 0.019068 | -0.01903 | 0.019106 | -0.01903 | -45.1981 | 134.8019 | 1.0939 | 1.0906 | -0.14093 | -0.19806
Line17_5_19 | 0 | 0 | 0 | 0 | 0 | 0 | 0 | 0 | 0 | 0 | 0 | 0 | 1.0839 | 1.0839 | 0.024519 | 0.024519
Line1_1_3 | 0.10731 | 0.10731 | 0 | 0 | 0.074344 | 0.074344 | -0.0053443 | 0.0056897 | -0.080401 | 0.081091 | 93.8274 | -86.1726 | 1.0839 | 1.0934 | 0.024519 | -0.18612
Line2_1_4 | 0.10837 | 0.10837 | 0 | 0 | 0.07508 | 0.07508 | -0.012793 | 0.013146 | -0.080364 | 0.081069 | 99.0698 | -80.9302 | 1.0839 | 1.0939 | 0.024519 | -0.14093
Line3_1_5 | 0 | 0 | 0 | 0 | 0 | 0 | 0 | 0 | 0 | 0 | 0 | 0 | 1.0839 | 1.0839 | 0.024519 | 0.024519
Line4_2_6 | 0.12039 | 0.12039 | 0 | 0 | 0.083411 | 0.083411 | -0.0066719 | 0.0071067 | -0.09106 | 0.09193 | 93.9805 | -86.0195 | 1.0946 | 1.1054 | -0.21006 | -0.44005
Line5_6_7 | 0.12039 | 0.12039 | 0 | 0 | 0.083411 | 0.083411 | -0.0071067 | 0.0075416 | -0.09193 | 0.0928 | 93.9805 | -86.0195 | 1.1054 | 1.1162 | -0.44005 | -0.6656
Line6_7_8 | 0 | 0 | 0 | 0 | 0 | 0 | 0 | 0 | 0 | 0 | 0 | 0 | 1.1162 | 1.1162 | -0.6656 | -0.6656
Line7_8_9 | 0 | 0 | 0 | 0 | 0 | 0 | 0 | 0 | 0 | 0 | 0 | 0 | 1.1162 | 1.1162 | -0.6656 | -0.6656
Line8_8_10 | 0 | 0 | 0 | 0 | 0 | 0 | 0 | 0 | 0 | 0 | 0 | 0 | 1.1162 | 1.1162 | -0.6656 | -0.6656
Line9_3_11 | 0.10731 | 0.10731 | 0 | 0 | 0.074344 | 0.074344 | -0.0056897 | 0.0060352 | -0.081091 | 0.081782 | 93.8274 | -86.1726 | 1.0934 | 1.103 | -0.18612 | -0.3931

## LLL_max_fault_10
name | pf_ikss_from_ka | pf_ikss_to_ka | pf_ip_from_ka | pf_ip_to_ka | pf_skss_from_mw | pf_skss_to_mw | pf_p_from_mw | pf_p_to_mw | pf_q_from_mvar | pf_q_to_mvar | pf_ikss_from_degree | pf_ikss_to_degree | pf_vm_from_pu | pf_vm_to_pu | pf_va_from_degree | pf_va_to_degree
Line0_1_2 | 0.1213 | 0.1213 | 0 | 0 | 0.084041 | 0.084041 | -0.0067259 | 0.0071674 | -0.095199 | 0.096082 | 94.0592 | -85.9408 | 1.1356 | 1.1465 | 0.017899 | -0.20695
Line10_11_12 | 0.10856 | 0.10856 | 0 | 0 | 0.075212 | 0.075212 | -0.0065032 | 0.0068567 | -0.086627 | 0.087334 | 93.9091 | -86.0909 | 1.155 | 1.1648 | -0.3841 | -0.58006
Line11_12_13 | 0.10856 | 0.10856 | 0 | 0 | 0.075212 | 0.075212 | -0.0068567 | 0.0072103 | -0.087334 | 0.088041 | 93.9091 | -86.0909 | 1.1648 | 1.1745 | -0.58006 | -0.77278
Line12_13_15 | 0 | 0 | 0 | 0 | 0 | 0 | 0 | 0 | 0 | 0 | 0 | 0 | 1.1745 | 1.1745 | -0.77278 | -0.77278
Line13_13_14 | 0.10856 | 0.10856 | 0 | 0 | 0.075212 | 0.075212 | -0.0072103 | 0.0075638 | -0.088041 | 0.088748 | 93.9091 | -86.0909 | 1.1745 | 1.1843 | -0.77278 | -0.96232
Line14_15_16 | 0 | 0 | 0 | 0 | 0 | 0 | 0 | 0 | 0 | 0 | 0 | 0 | 1.1745 | 1.1745 | -0.77278 | -0.77278
Line15_16_17 | 0 | 0 | 0 | 0 | 0 | 0 | 0 | 0 | 0 | 0 | 0 | 0 | 1.1745 | 1.1745 | -0.77278 | -0.77278
Line16_4_18 | 0.037299 | 0.037299 | 0 | 0.070262 | 0.025842 | 0.025842 | 0.02091 | -0.020868 | 0.020952 | -0.020868 | -45.2026 | 134.7974 | 1.1455 | 1.1421 | -0.14543 | -0.20255
Line17_5_19 | 0 | 0 | 0 | 0 | 0 | 0 | 0 | 0 | 0 | 0 | 0 | 0 | 1.1356 | 1.1356 | 0.017899 | 0.017899
Line1_1_3 | 0.10856 | 0.10856 | 0 | 0 | 0.075212 | 0.075212 | -0.0057961 | 0.0061496 | -0.085213 | 0.08592 | 93.9091 | -86.0909 | 1.1356 | 1.1453 | 0.017899 | -0.1848
Line2_1_4 | 0.10744 | 0.10744 | 0 | 0 | 0.074435 | 0.074435 | -0.01216 | 0.012506 | -0.083649 | 0.084342 | 98.2891 | -81.7109 | 1.1356 | 1.1455 | 0.017899 | -0.14543
Line3_1_5 | 0 | 0 | 0 | 0 | 0 | 0 | 0 | 0 | 0 | 0 | 0 | 0 | 1.1356 | 1.1356 | 0.017899 | 0.017899
Line4_2_6 | 0.1213 | 0.1213 | 0 | 0 | 0.084041 | 0.084041 | -0.0071674 | 0.0076088 | -0.096082 | 0.096965 | 94.0592 | -85.9408 | 1.1465 | 1.1573 | -0.20695 | -0.42758
Line5_6_7 | 0.1213 | 0.1213 | 0 | 0 | 0.084041 | 0.084041 | -0.0076088 | 0.0080502 | -0.096965 | 0.097848 | 94.0592 | -85.9408 | 1.1573 | 1.1682 | -0.42758 | -0.6441
Line6_7_8 | 0 | 0 | 0 | 0 | 0 | 0 | 0 | 0 | 0 | 0 | 0 | 0 | 1.1682 | 1.1682 | -0.6441 | -0.6441
Line7_8_9 | 0 | 0 | 0 | 0 | 0 | 0 | 0 | 0 | 0 | 0 | 0 | 0 | 1.1682 | 1.1682 | -0.6441 | -0.6441
Line8_8_10 | 0 | 0 | 0 | 0 | 0 | 0 | 0 | 0 | 0 | 0 | 0 | 0 | 1.1682 | 1.1682 | -0.6441 | -0.6441
Line9_3_11 | 0.10856 | 0.10856 | 0 | 0 | 0.075212 | 0.075212 | -0.0061496 | 0.0065032 | -0.08592 | 0.086627 | 93.9091 | -86.0909 | 1.1453 | 1.155 | -0.1848 | -0.3841

## LLL_min_6
name | pf_ikss_from_ka | pf_ikss_to_ka | pf_ip_from_ka | pf_ip_to_ka | pf_skss_from_mw | pf_skss_to_mw | pf_p_from_mw | pf_p_to_mw | pf_q_from_mvar | pf_q_to_mvar | pf_ikss_from_degree | pf_ikss_to_degree | pf_vm_from_pu | pf_vm_to_pu | pf_va_from_degree | pf_va_to_degree
Line0_1_2 | 0.0049477 | 0.0049477 | 0 | 0 | 0.0034279 | 0.0034279 | -0.0019748 | 0.0019762 | -0.0013385 | 0.0013399 | 134.3184 | -45.6816 | 0.69595 | 0.69653 | -11.5528 | -11.5426
Line10_11_12 | 0.0049304 | 0.0049304 | 0 | 0 | 0.0034159 | 0.0034159 | -0.0019731 | 0.0019745 | -0.0013332 | 0.0013347 | 134.4202 | -45.5798 | 0.69711 | 0.69769 | -11.5323 | -11.5221
Line11_12_13 | 0.0049304 | 0.0049304 | 0 | 0 | 0.0034159 | 0.0034159 | -0.0019745 | 0.0019759 | -0.0013347 | 0.0013361 | 134.4202 | -45.5798 | 0.69769 | 0.69827 | -11.5221 | -11.5119
Line12_13_15 | 0 | 0 | 0 | 0 | 0 | 0 | 0 | 0 | 0 | 0 | 0 | 0 | 0.69827 | 0.69827 | -11.5119 | -11.5119
Line13_13_14 | 0.0049304 | 0.0049304 | 0 | 0 | 0.0034159 | 0.0034159 | -0.0019758 | 0.0019772 | -0.0013361 | 0.0013376 | 134.42 | -45.58 | 0.69827 | 0.69885 | -11.5119 | -11.5018
Line14_15_16 | 0 | 0 | 0 | 0 | 0 | 0 | 0 | 0 | 0 | 0 | 0 | 0 | 0.69827 | 0.69827 | -11.5119 | -11.5119
Line15_16_17 | 0 | 0 | 0 | 0 | 0 | 0 | 0 | 0 | 0 | 0 | 0 | 0 | 0.69827 | 0.69827 | -11.5119 | -11.5119
Line16_4_18 | 2.9036 | 2.9036 | 0 | 4.7948 | 2.0117 | 2.0117 | 0.48561 | -1e-07 | 0.50584 | -1e-07 | -57.7375 | 122.2625 | 0.34857 | 0 | -11.5684 | 0
Line17_5_19 | 0 | 0 | 0 | 0 | 0 | 0 | 0 | 0 | 0 | 0 | 0 | 0 | 0.69595 | 0.69595 | -11.5528 | -11.5528
Line1_1_3 | 0.0049304 | 0.0049304 | 0 | 0 | 0.0034159 | 0.0034159 | -0.0019703 | 0.0019717 | -0.0013303 | 0.0013318 | 134.4203 | -45.5797 | 0.69595 | 0.69653 | -11.5528 | -11.5425
Line2_1_4 | 2.8936 | 2.8936 | 0 | 0 | 2.0048 | 2.0048 | 0.96651 | -0.48422 | 1.0062 | -0.50385 | -57.7063 | 122.2937 | 0.69595 | 0.34857 | -11.5528 | -11.5684
Line3_1_5 | 0 | 0 | 0 | 0 | 0 | 0 | 0 | 0 | 0 | 0 | 0 | 0 | 0.69595 | 0.69595 | -11.5528 | -11.5528
Line4_2_6 | 0.0049477 | 0.0049477 | 0 | 0 | 0.0034279 | 0.0034279 | -0.0019762 | 0.0019776 | -0.0013399 | 0.0013414 | 134.3184 | -45.6816 | 0.69653 | 0.69711 | -11.5426 | -11.5324
Line5_6_7 | 0.0049477 | 0.0049477 | 0 | 0 | 0.0034279 | 0.0034279 | -0.0019776 | 0.001979 | -0.0013414 | 0.0013429 | 134.3183 | -45.6817 | 0.69711 | 0.6977 | -11.5324 | -11.5223
Line6_7_8 | 0 | 0 | 0 | 0 | 0 | 0 | 0 | 0 | 0 | 0 | 0 | 0 | 0.6977 | 0.6977 | -11.5223 | -11.5223
Line7_8_9 | 0 | 0 | 0 | 0 | 0 | 0 | 0 | 0 | 0 | 0 | 0 | 0 | 0.6977 | 0.6977 | -11.5223 | -11.5223
Line8_8_10 | 0 | 0 | 0 | 0 | 0 | 0 | 0 | 0 | 0 | 0 | 0 | 0 | 0.6977 | 0.6977 | -11.5223 | -11.5223
Line9_3_11 | 0.0049304 | 0.0049304 | 0 | 0 | 0.0034159 | 0.0034159 | -0.0019717 | 0.0019731 | -0.0013318 | 0.0013332 | 134.4203 | -45.5797 | 0.69653 | 0.69711 | -11.5425 | -11.5323

## LLL_min_10
name | pf_ikss_from_ka | pf_ikss_to_ka | pf_ip_from_ka | pf_ip_to_ka | pf_skss_from_mw | pf_skss_to_mw | pf_p_from_mw | pf_p_to_mw | pf_q_from_mvar | pf_q_to_mvar | pf_ikss_from_degree | pf_ikss_to_degree | pf_vm_from_pu | pf_vm_to_pu | pf_va_from_degree | pf_va_to_degree
Line0_1_2 | 0.0046873 | 0.0046873 | 0 | 0 | 0.0032475 | 0.0032475 | -0.0017724 | 0.0017737 | -0.0012013 | 0.0012026 | 134.3184 | -45.6816 | 0.65932 | 0.65987 | -11.5528 | -11.5426
Line10_11_12 | 0.0046709 | 0.0046709 | 0 | 0 | 0.0032361 | 0.0032361 | -0.0017708 | 0.0017721 | -0.0011966 | 0.0011979 | 134.4202 | -45.5798 | 0.66042 | 0.66097 | -11.5323 | -11.5221
Line11_12_13 | 0.0046709 | 0.0046709 | 0 | 0 | 0.0032361 | 0.0032361 | -0.0017721 | 0.0017733 | -0.0011979 | 0.0011992 | 134.4202 | -45.5798 | 0.66097 | 0.66152 | -11.5221 | -11.5119
Line12_13_15 | 0 | 0 | 0 | 0 | 0 | 0 | 0 | 0 | 0 | 0 | 0 | 0 | 0.66152 | 0.66152 | -11.5119 | -11.5119
Line13_13_14 | 0.0046709 | 0.0046709 | 0 | 0 | 0.0032361 | 0.0032361 | -0.0017733 | 0.0017746 | -0.0011992 | 0.0012005 | 134.42 | -45.58 | 0.66152 | 0.66207 | -11.5119 | -11.5018
Line14_15_16 | 0 | 0 | 0 | 0 | 0 | 0 | 0 | 0 | 0 | 0 | 0 | 0 | 0.66152 | 0.66152 | -11.5119 | -11.5119
Line15_16_17 | 0 | 0 | 0 | 0 | 0 | 0 | 0 | 0 | 0 | 0 | 0 | 0 | 0.66152 | 0.66152 | -11.5119 | -11.5119
Line16_4_18 | 2.7508 | 2.7508 | 0 | 4.5424 | 1.9058 | 1.9058 | 0.43584 | -1e-07 | 0.454 | -1e-07 | -57.7375 | 122.2625 | 0.33023 | 0 | -11.5684 | 0
Line17_5_19 | 0 | 0 | 0 | 0 | 0 | 0 | 0 | 0 | 0 | 0 | 0 | 0 | 0.65932 | 0.65932 | -11.5528 | -11.5528
Line1_1_3 | 0.004671 | 0.004671 | 0 | 0 | 0.0032361 | 0.0032361 | -0.0017683 | 0.0017696 | -0.001194 | 0.0011953 | 134.4203 | -45.5797 | 0.65932 | 0.65987 | -11.5528 | -11.5425
Line2_1_4 | 2.7413 | 2.7413 | 0 | 0 | 1.8992 | 1.8992 | 0.86745 | -0.43459 | 0.9031 | -0.45221 | -57.7063 | 122.2937 | 0.65932 | 0.33023 | -11.5528 | -11.5684
Line3_1_5 | 0 | 0 | 0 | 0 | 0 | 0 | 0 | 0 | 0 | 0 | 0 | 0 | 0.65932 | 0.65932 | -11.5528 | -11.5528
Line4_2_6 | 0.0046873 | 0.0046873 | 0 | 0 | 0.0032475 | 0.0032475 | -0.0017736 | 0.0017749 | -0.0012026 | 0.0012039 | 134.3184 | -45.6816 | 0.65987 | 0.66042 | -11.5426 | -11.5324
Line5_6_7 | 0.0046873 | 0.0046873 | 0 | 0 | 0.0032475 | 0.0032475 | -0.0017749 | 0.0017762 | -0.0012039 | 0.0012053 | 134.3183 | -45.6817 | 0.66042 | 0.66097 | -11.5324 | -11.5223
Line6_7_8 | 0 | 0 | 0 | 0 | 0 | 0 | 0 | 0 | 0 | 0 | 0 | 0 | 0.66097 | 0.66097 | -11.5223 | -11.5223
Line7_8_9 | 0 | 0 | 0 | 0 | 0 | 0 | 0 | 0 | 0 | 0 | 0 | 0 | 0.66097 | 0.66097 | -11.5223 | -11.5223
Line8_8_10 | 0 | 0 | 0 | 0 | 0 | 0 | 0 | 0 | 0 | 0 | 0 | 0 | 0.66097 | 0.66097 | -11.5223 | -11.5223
Line9_3_11 | 0.004671 | 0.004671 | 0 | 0 | 0.0032361 | 0.0032361 | -0.0017696 | 0.0017708 | -0.0011953 | 0.0011966 | 134.4203 | -45.5797 | 0.65987 | 0.66042 | -11.5425 | -11.5323

## LLL_min_fault_6
name | pf_ikss_from_ka | pf_ikss_to_ka | pf_ip_from_ka | pf_ip_to_ka | pf_skss_from_mw | pf_skss_to_mw | pf_p_from_mw | pf_p_to_mw | pf_q_from_mvar | pf_q_to_mvar | pf_ikss_from_degree | pf_ikss_to_degree | pf_vm_from_pu | pf_vm_to_pu | pf_va_from_degree | pf_va_to_degree
Line0_1_2 | 5.2325e-05 | 5.2325e-05 | 0 | 0 | 3.6252e-05 | 3.6252e-05 | -2.8824e-05 | 2.8824e-05 | -1.8685e-05 | 1.8685e-05 | 146.9224 | -33.0776 | 0.94756 | 0.94756 | -0.1244 | -0.12431
Line10_11_12 | 5.2142e-05 | 5.2142e-05 | 0 | 0 | 3.6125e-05 | 3.6125e-05 | -2.8757e-05 | 2.8757e-05 | -1.8569e-05 | 1.8569e-05 | 147.0242 | -32.9758 | 0.94757 | 0.94757 | -0.12422 | -0.12414
Line11_12_13 | 5.2142e-05 | 5.2142e-05 | 0 | 0 | 3.6125e-05 | 3.6125e-05 | -2.8757e-05 | 2.8757e-05 | -1.8569e-05 | 1.8569e-05 | 147.0241 | -32.9759 | 0.94757 | 0.94758 | -0.12414 | -0.12405
Line12_13_15 | 0 | 0 | 0 | 0 | 0 | 0 | 0 | 0 | 0 | 0 | 0 | 0 | 0.94758 | 0.94758 | -0.12405 | -0.12405
Line13_13_14 | 5.2142e-05 | 5.2142e-05 | 0 | 0 | 3.6125e-05 | 3.6125e-05 | -2.8757e-05 | 2.8757e-05 | -1.857e-05 | 1.857e-05 | 147.0239 | -32.9761 | 0.94758 | 0.94759 | -0.12405 | -0.12396
Line14_15_16 | 0 | 0 | 0 | 0 | 0 | 0 | 0 | 0 | 0 | 0 | 0 | 0 | 0.94758 | 0.94758 | -0.12405 | -0.12405
Line15_16_17 | 0 | 0 | 0 | 0 | 0 | 0 | 0 | 0 | 0 | 0 | 0 | 0 | 0.94758 | 0.94758 | -0.12405 | -0.12405
Line16_4_18 | 0.030707 | 0.030707 | 0 | 0.050707 | 0.021274 | 0.021274 | 0.014198 | -0.014144 | 0.0142 | -0.014144 | -45.1336 | 134.8664 | 0.94388 | 0.9402 | -0.12903 | -0.1336
Line17_5_19 | 0 | 0 | 0 | 0 | 0 | 0 | 0 | 0 | 0 | 0 | 0 | 0 | 0.94756 | 0.94756 | -0.1244 | -0.1244
Line1_1_3 | 5.2142e-05 | 5.2142e-05 | 0 | 0 | 3.6125e-05 | 3.6125e-05 | -2.8756e-05 | 2.8757e-05 | -1.8569e-05 | 1.8569e-05 | 147.0243 | -32.9757 | 0.94756 | 0.94756 | -0.1244 | -0.12431
Line2_1_4 | 0.030601 | 0.030601 | 0 | 0 | 0.021201 | 0.021201 | 0.014211 | -0.014157 | 0.0142 | -0.014144 | -45.1023 | 134.8977 | 0.94756 | 0.94388 | -0.1244 | -0.12903
Line3_1_5 | 0 | 0 | 0 | 0 | 0 | 0 | 0 | 0 | 0 | 0 | 0 | 0 | 0.94756 | 0.94756 | -0.1244 | -0.1244
Line4_2_6 | 5.2325e-05 | 5.2325e-05 | 0 | 0 | 3.6252e-05 | 3.6252e-05 | -2.8824e-05 | 2.8824e-05 | -1.8685e-05 | 1.8685e-05 | 146.9223 | -33.0777 | 0.94756 | 0.94757 | -0.12431 | -0.12422
Line5_6_7 | 5.2325e-05 | 5.2325e-05 | 0 | 0 | 3.6252e-05 | 3.6252e-05 | -2.8824e-05 | 2.8824e-05 | -1.8685e-05 | 1.8686e-05 | 146.9222 | -33.0778 | 0.94757 | 0.94757 | -0.12422 | -0.12414
Line6_7_8 | 0 | 0 | 0 | 0 | 0 | 0 | 0 | 0 | 0 | 0 | 0 | 0 | 0.94757 | 0.94757 | -0.12414 | -0.12414
Line7_8_9 | 0 | 0 | 0 | 0 | 0 | 0 | 0 | 0 | 0 | 0 | 0 | 0 | 0.94757 | 0.94757 | -0.12414 | -0.12414
Line8_8_10 | 0 | 0 | 0 | 0 | 0 | 0 | 0 | 0 | 0 | 0 | 0 | 0 | 0.94757 | 0.94757 | -0.12414 | -0.12414
Line9_3_11 | 5.2142e-05 | 5.2142e-05 | 0 | 0 | 3.6125e-05 | 3.6125e-05 | -2.8756e-05 | 2.8757e-05 | -1.8569e-05 | 1.8569e-05 | 147.0242 | -32.9758 | 0.94756 | 0.94757 | -0.12431 | -0.12422

## LLL_min_fault_10
name | pf_ikss_from_ka | pf_ikss_to_ka | pf_ip_from_ka | pf_ip_to_ka | pf_skss_from_mw | pf_skss_to_mw | pf_p_from_mw | pf_p_to_mw | pf_q_from_mvar | pf_q_to_mvar | pf_ikss_from_degree | pf_ikss_to_degree | pf_vm_from_pu | pf_vm_to_pu | pf_va_from_degree | pf_va_to_degree
Line0_1_2 | 4.9571e-05 | 4.9571e-05 | 0 | 0 | 3.4344e-05 | 3.4344e-05 | -2.587e-05 | 2.587e-05 | -1.677e-05 | 1.677e-05 | 146.9224 | -33.0776 | 0.89769 | 0.89769 | -0.1244 | -0.12431
Line10_11_12 | 4.9398e-05 | 4.9398e-05 | 0 | 0 | 3.4224e-05 | 3.4224e-05 | -2.5809e-05 | 2.5809e-05 | -1.6666e-05 | 1.6666e-05 | 147.0242 | -32.9758 | 0.8977 | 0.8977 | -0.12422 | -0.12414
Line11_12_13 | 4.9398e-05 | 4.9398e-05 | 0 | 0 | 3.4224e-05 | 3.4224e-05 | -2.5809e-05 | 2.581e-05 | -1.6666e-05 | 1.6666e-05 | 147.0241 | -32.9759 | 0.8977 | 0.89771 | -0.12414 | -0.12405
Line12_13_15 | 0 | 0 | 0 | 0 | 0 | 0 | 0 | 0 | 0 | 0 | 0 | 0 | 0.89771 | 0.89771 | -0.12405 | -0.12405
Line13_13_14 | 4.9398e-05 | 4.9398e-05 | 0 | 0 | 3.4224e-05 | 3.4224e-05 | -2.5809e-05 | 2.581e-05 | -1.6666e-05 | 1.6666e-05 | 147.0239 | -32.9761 | 0.89771 | 0.89771 | -0.12405 | -0.12396
Line14_15_16 | 0 | 0 | 0 | 0 | 0 | 0 | 0 | 0 | 0 | 0 | 0 | 0 | 0.89771 | 0.89771 | -0.12405 | -0.12405
Line15_16_17 | 0 | 0 | 0 | 0 | 0 | 0 | 0 | 0 | 0 | 0 | 0 | 0 | 0.89771 | 0.89771 | -0.12405 | -0.12405
Line16_4_18 | 0.029091 | 0.029091 | 0 | 0.048038 | 0.020155 | 0.020155 | 0.012743 | -0.012694 | 0.012745 | -0.012694 | -45.1336 | 134.8664 | 0.89421 | 0.89071 | -0.12903 | -0.1336
Line17_5_19 | 0 | 0 | 0 | 0 | 0 | 0 | 0 | 0 | 0 | 0 | 0 | 0 | 0.89769 | 0.89769 | -0.1244 | -0.1244
Line1_1_3 | 4.9398e-05 | 4.9398e-05 | 0 | 0 | 3.4224e-05 | 3.4224e-05 | -2.5809e-05 | 2.5809e-05 | -1.6666e-05 | 1.6666e-05 | 147.0243 | -32.9757 | 0.89769 | 0.89769 | -0.1244 | -0.12431
Line2_1_4 | 0.028991 | 0.028991 | 0 | 0 | 0.020085 | 0.020085 | 0.012754 | -0.012706 | 0.012745 | -0.012694 | -45.1023 | 134.8977 | 0.89769 | 0.89421 | -0.1244 | -0.12903
Line3_1_5 | 0 | 0 | 0 | 0 | 0 | 0 | 0 | 0 | 0 | 0 | 0 | 0 | 0.89769 | 0.89769 | -0.1244 | -0.1244
Line4_2_6 | 4.9571e-05 | 4.9571e-05 | 0 | 0 | 3.4344e-05 | 3.4344e-05 | -2.587e-05 | 2.587e-05 | -1.677e-05 | 1.677e-05 | 146.9223 | -33.0777 | 0.89769 | 0.8977 | -0.12431 | -0.12422
Line5_6_7 | 4.9571e-05 | 4.9571e-05 | 0 | 0 | 3.4344e-05 | 3.4344e-05 | -2.587e-05 | 2.587e-05 | -1.677e-05 | 1.677e-05 | 146.9222 | -33.0778 | 0.8977 | 0.8977 | -0.12422 | -0.12414
Line6_7_8 | 0 | 0 | 0 | 0 | 0 | 0 | 0 | 0 | 0 | 0 | 0 | 0 | 0.8977 | 0.8977 | -0.12414 | -0.12414
Line7_8_9 | 0 | 0 | 0 | 0 | 0 | 0 | 0 | 0 | 0 | 0 | 0 | 0 | 0.8977 | 0.8977 | -0.12414 | -0.12414
Line8_8_10 | 0 | 0 | 0 | 0 | 0 | 0 | 0 | 0 | 0 | 0 | 0 | 0 | 0.8977 | 0.8977 | -0.12414 | -0.12414
Line9_3_11 | 4.9398e-05 | 4.9398e-05 | 0 | 0 | 3.4224e-05 | 3.4224e-05 | -2.5809e-05 | 2.5809e-05 | -1.6666e-05 | 1.6666e-05 | 147.0242 | -32.9758 | 0.89769 | 0.8977 | -0.12431 | -0.12422

## LL_max_6
name | pf_ikss_a_from_ka | pf_ikss_b_from_ka | pf_ikss_c_from_ka | pf_ikss_a_to_ka | pf_ikss_b_to_ka | pf_ikss_c_to_ka | pf_skss_a_from_mw | pf_skss_b_from_mw | pf_skss_c_from_mw | pf_skss_a_to_mw | pf_skss_b_to_mw | pf_skss_c_to_mw | pf_p_a_from_mw | pf_p_b_from_mw | pf_p_c_from_mw | pf_p_a_to_mw | pf_p_b_to_mw | pf_p_c_to_mw | pf_q_a_from_mvar | pf_q_b_from_mvar | pf_q_c_from_mvar | pf_q_a_to_mvar | pf_q_b_to_mvar | pf_q_c_to_mvar | pf_ikss_a_from_degree | pf_ikss_b_from_degree | pf_ikss_c_from_degree | pf_ikss_a_to_degree | pf_ikss_b_to_degree | pf_ikss_c_to_degree | pf_vm_a_from_pu | pf_vm_b_from_pu | pf_vm_c_from_pu | pf_vm_a_to_pu | pf_vm_b_to_pu | pf_vm_c_to_pu | pf_va_a_from_degree | pf_va_b_from_degree | pf_va_c_from_degree | pf_va_a_to_degree | pf_va_b_to_degree | pf_va_c_to_degree
Line0_1_2 | 0.12004 | 0.27826 | 0.2879 | 0.12004 | 0.27826 | 0.2879 | 0.027723 | 0.06426 | 0.066487 | 0.027723 | 0.06426 | 0.066487 | -0.0066356 | -0.043731 | 0.0053609 | 0.0067797 | 0.044505 | -0.004532 | -0.02942 | -0.038454 | -0.05306 | 0.029708 | 0.040002 | 0.054718 | 103.3755 | 5.6755 | -149.9183 | -76.6245 | -174.3245 | 30.0817 | 1.0879 | 0.9062 | 0.80211 | 1.0992 | 0.93122 | 0.8258 | 0.66504 | -132.9982 | 125.851 | 0.51995 | -132.3743 | 124.8165
Line10_11_12 | 0.10562 | 0.24636 | 0.25902 | 0.10562 | 0.24636 | 0.25902 | 0.024392 | 0.056894 | 0.059818 | 0.024392 | 0.056894 | 0.059818 | -0.0054328 | -0.040559 | 0.0029652 | 0.0055444 | 0.041166 | -0.0022943 | -0.026465 | -0.035746 | -0.050471 | 0.026688 | 0.03696 | 0.051813 | 101.9876 | 6.743 | -149.2992 | -78.0124 | -173.257 | 30.7008 | 1.1076 | 0.95025 | 0.84519 | 1.1175 | 0.9724 | 0.86702 | 0.38687 | -131.8661 | 124.0632 | 0.25148 | -131.3386 | 123.2363
Line11_12_13 | 0.10562 | 0.24636 | 0.25902 | 0.10562 | 0.24636 | 0.25902 | 0.024392 | 0.056894 | 0.059818 | 0.024392 | 0.056894 | 0.059818 | -0.0055444 | -0.041166 | 0.0022943 | 0.0056559 | 0.041773 | -0.0016234 | -0.026688 | -0.03696 | -0.051813 | 0.026911 | 0.038174 | 0.053154 | 101.9876 | 6.743 | -149.2992 | -78.0124 | -173.257 | 30.7008 | 1.1175 | 0.9724 | 0.86702 | 1.1274 | 0.99463 | 0.88902 | 0.25148 | -131.3386 | 123.2363 | 0.11846 | -130.8346 | 122.4502
Line12_13_15 | 0 | 0 | 0 | 0 | 0 | 0 | 0 | 0 | 0 | 0 | 0 | 0 | 9.5966e-10 | -4.0105e-10 | -1.5649e-09 | -9.5966e-10 | 4.0105e-10 | 1.5649e-09 | -2.6922e-11 | 2.1594e-09 | -4.3897e-10 | 2.6922e-11 | -2.1594e-09 | 4.3897e-10 | 0 | 0 | 0 | 0 | 0 | 0 | 1.1274 | 0.99463 | 0.88902 | 1.1274 | 0.99463 | 0.88902 | 0.11846 | -130.8346 | 122.4502 | 0.11846 | -130.8346 | 122.4502
Line13_13_14 | 0.10562 | 0.24636 | 0.25902 | 0.10562 | 0.24636 | 0.25902 | 0.024392 | 0.056894 | 0.059818 | 0.024392 | 0.056894 | 0.059818 | -0.0056559 | -0.041773 | 0.0016234 | 0.0057675 | 0.04238 | -0.00095251 | -0.026911 | -0.038174 | -0.053154 | 0.027134 | 0.039388 | 0.054496 | 101.9876 | 6.743 | -149.2992 | -78.0124 | -173.257 | 30.7008 | 1.1274 | 0.99463 | 0.88902 | 1.1373 | 1.0169 | 0.91117 | 0.11846 | -130.8346 | 122.4502 | -0.012245 | -130.3527 | 121.7021
Line14_15_16 | 0 | 0 | 0 | 0 | 0 | 0 | 0 | 0 | 0 | 0 | 0 | 0 | 6.3977e-10 | -2.6737e-10 | -1.0433e-09 | -6.3977e-10 | 2.6737e-10 | 1.0433e-09 | -1.7948e-11 | 1.4396e-09 | -2.9264e-10 | 1.7948e-11 | -1.4396e-09 | 2.9264e-10 | 0 | 0 | 0 | 0 | 0 | 0 | 1.1274 | 0.99463 | 0.88902 | 1.1274 | 0.99463 | 0.88902 | 0.11846 | -130.8346 | 122.4502 | 0.11846 | -130.8346 | 122.4502
Line15_16_17 | 0 | 0 | 0 | 0 | 0 | 0 | 0 | 0 | 0 | 0 | 0 | 0 | 3.1989e-10 | -1.3368e-10 | -5.2163e-10 | -3.1989e-10 | 1.3368e-10 | 5.2163e-10 | -8.9741e-12 | 7.1981e-10 | -1.4632e-10 | 8.974e-12 | -7.1981e-10 | 1.4632e-10 | 0 | 0 | 0 | 0 | 0 | 0 | 1.1274 | 0.99463 | 0.88902 | 1.1274 | 0.99463 | 0.88902 | 0.11846 | -130.8346 | 122.4502 | 0.11846 | -130.8346 | 122.4502
Line16_4_18 | 0 | 3.6866 | 3.6866 | 0 | 3.6866 | 3.6866 | 0 | 0.85139 | 0.85139 | 0 | 0.85139 | 0.85139 | 2.2277e-10 | 0.58108 | -0.30926 | -2.2277e-10 | -0.44517 | 0.44517 | -6.0249e-11 | 0.12002 | 0.42364 | 6.0249e-11 | 0.15181 | -0.15181 | 0 | -160.3584 | 19.6416 | 0 | 19.6416 | -160.3584 | 1.1049 | 0.69692 | 0.61606 | 1.1049 | 0.55244 | 0.55244 | 0.81154 | -148.6887 | 145.7714 | 0.81154 | -179.1885 | -179.1885
Line17_5_19 | 0 | 0 | 0 | 0 | 0 | 0 | 0 | 0 | 0 | 0 | 0 | 0 | 1.5131e-10 | -3.884e-10 | -7.1297e-10 | -1.5131e-10 | 3.884e-10 | 7.1297e-10 | -4.8613e-11 | 7.8472e-10 | -3.1481e-10 | 4.8613e-11 | -7.8472e-10 | 3.1481e-10 | 0 | 0 | 0 | 0 | 0 | 0 | 1.0879 | 0.9062 | 0.80211 | 1.0879 | 0.9062 | 0.80211 | 0.66504 | -132.9982 | 125.851 | 0.66504 | -132.9982 | 125.851
Line1_1_3 | 0.10562 | 0.24636 | 0.25902 | 0.10562 | 0.24636 | 0.25902 | 0.024392 | 0.056894 | 0.059818 | 0.024392 | 0.056894 | 0.059818 | -0.0052097 | -0.039345 | 0.0043071 | 0.0053213 | 0.039952 | -0.0036361 | -0.026019 | -0.033319 | -0.047787 | 0.026242 | 0.034532 | 0.049129 | 101.9876 | 6.743 | -149.2992 | -78.0124 | -173.257 | 30.7008 | 1.0879 | 0.9062 | 0.80211 | 1.0977 | 0.92818 | 0.82355 | 0.66504 | -132.9982 | 125.851 | 0.5247 | -132.4187 | 124.9337
Line2_1_4 | 0.17814 | 3.1133 | 3.1623 | 0.17814 | 3.1133 | 3.1623 | 0.041139 | 0.71898 | 0.7303 | 0.041139 | 0.71898 | 0.7303 | -0.026301 | 0.59177 | -0.16845 | 0.026618 | -0.49484 | 0.26845 | -0.03621 | 0.27262 | 0.56104 | 0.036845 | -0.078773 | -0.36104 | 126.6571 | -157.7336 | 19.1385 | -53.3429 | 22.2664 | -160.8615 | 1.0879 | 0.9062 | 0.80211 | 1.1049 | 0.69692 | 0.61606 | 0.66504 | -132.9982 | 125.851 | 0.81154 | -148.6887 | 145.7714
Line3_1_5 | 0 | 0 | 0 | 0 | 0 | 0 | 0 | 0 | 0 | 0 | 0 | 0 | 3.0262e-10 | -7.7681e-10 | -1.4259e-09 | -3.0262e-10 | 7.7681e-10 | 1.4259e-09 | -9.7225e-11 | 1.5694e-09 | -6.2962e-10 | 9.7225e-11 | -1.5694e-09 | 6.2962e-10 | 0 | 0 | 0 | 0 | 0 | 0 | 1.0879 | 0.9062 | 0.80211 | 1.0879 | 0.9062 | 0.80211 | 0.66504 | -132.9982 | 125.851 | 0.66504 | -132.9982 | 125.851
Line4_2_6 | 0.12004 | 0.27826 | 0.2879 | 0.12004 | 0.27826 | 0.2879 | 0.027723 | 0.06426 | 0.066487 | 0.027723 | 0.06426 | 0.066487 | -0.0067797 | -0.044505 | 0.004532 | 0.0069238 | 0.045279 | -0.0037032 | -0.029708 | -0.040002 | -0.054718 | 0.029996 | 0.041551 | 0.056376 | 103.3755 | 5.6755 | -149.9183 | -76.6245 | -174.3245 | 30.0817 | 1.0992 | 0.93122 | 0.8258 | 1.1104 | 0.95634 | 0.84974 | 0.51995 | -132.3743 | 124.8165 | 0.37782 | -131.7831 | 123.8399
Line5_6_7 | 0.12004 | 0.27826 | 0.2879 | 0.12004 | 0.27826 | 0.2879 | 0.027723 | 0.06426 | 0.066487 | 0.027723 | 0.06426 | 0.066487 | -0.0069238 | -0.045279 | 0.0037032 | 0.0070679 | 0.046053 | -0.0028743 | -0.029996 | -0.041551 | -0.056376 | 0.030284 | 0.0431 | 0.058033 | 103.3755 | 5.6754 | -149.9183 | -76.6245 | -174.3246 | 30.0817 | 1.1104 | 0.95634 | 0.84974 | 1.1217 | 0.98156 | 0.87392 | 0.37782 | -131.7831 | 123.8399 | 0.23855 | -131.2223 | 122.9172
Line6_7_8 | 0 | 0 | 0 | 0 | 0 | 0 | 0 | 0 | 0 | 0 | 0 | 0 | 8.8544e-10 | -5.2221e-10 | -1.6796e-09 | -8.8544e-10 | 5.2221e-10 | 1.6796e-09 | -5.3942e-11 | 2.2064e-09 | -5.137e-10 | 5.3942e-11 | -2.2064e-09 | 5.137e-10 | 0 | 0 | 0 | 0 | 0 | 0 | 1.1217 | 0.98156 | 0.87392 | 1.1217 | 0.98156 | 0.87392 | 0.23855 | -131.2223 | 122.9172 | 0.23855 | -131.2223 | 122.9172
Line7_8_9 | 0 | 0 | 0 | 0 | 0 | 0 | 0 | 0 | 0 | 0 | 0 | 0 | 2.9515e-10 | -1.7407e-10 | -5.5987e-10 | -2.9515e-10 | 1.7407e-10 | 5.5987e-10 | -1.7981e-11 | 7.3545e-10 | -1.7123e-10 | 1.7981e-11 | -7.3545e-10 | 1.7123e-10 | 0 | 0 | 0 | 0 | 0 | 0 | 1.1217 | 0.98156 | 0.87392 | 1.1217 | 0.98156 | 0.87392 | 0.23855 | -131.2223 | 122.9172 | 0.23855 | -131.2223 | 122.9172
Line8_8_10 | 0 | 0 | 0 | 0 | 0 | 0 | 0 | 0 | 0 | 0 | 0 | 0 | 2.9515e-10 | -1.7407e-10 | -5.5987e-10 | -2.9515e-10 | 1.7407e-10 | 5.5987e-10 | -1.7981e-11 | 7.3545e-10 | -1.7123e-10 | 1.7981e-11 | -7.3545e-10 | 1.7123e-10 | 0 | 0 | 0 | 0 | 0 | 0 | 1.1217 | 0.98156 | 0.87392 | 1.1217 | 0.98156 | 0.87392 | 0.23855 | -131.2223 | 122.9172 | 0.23855 | -131.2223 | 122.9172
Line9_3_11 | 0.10562 | 0.24636 | 0.25902 | 0.10562 | 0.24636 | 0.25902 | 0.024392 | 0.056894 | 0.059818 | 0.024392 | 0.056894 | 0.059818 | -0.0053213 | -0.039952 | 0.0036361 | 0.0054328 | 0.040559 | -0.0029652 | -0.026242 | -0.034532 | -0.049129 | 0.026465 | 0.035746 | 0.050471 | 101.9876 | 6.743 | -149.2992 | -78.0124 | -173.257 | 30.7008 | 1.0977 | 0.92818 | 0.82355 | 1.1076 | 0.95025 | 0.84519 | 0.5247 | -132.4187 | 124.9337 | 0.38687 | -131.8661 | 124.0632

## LL_max_10
name | pf_ikss_a_from_ka | pf_ikss_b_from_ka | pf_ikss_c_from_ka | pf_ikss_a_to_ka | pf_ikss_b_to_ka | pf_ikss_c_to_ka | pf_skss_a_from_mw | pf_skss_b_from_mw | pf_skss_c_from_mw | pf_skss_a_to_mw | pf_skss_b_to_mw | pf_skss_c_to_mw | pf_p_a_from_mw | pf_p_b_from_mw | pf_p_c_from_mw | pf_p_a_to_mw | pf_p_b_to_mw | pf_p_c_to_mw | pf_q_a_from_mvar | pf_q_b_from_mvar | pf_q_c_from_mvar | pf_q_a_to_mvar | pf_q_b_to_mvar | pf_q_c_to_mvar | pf_ikss_a_from_degree | pf_ikss_b_from_degree | pf_ikss_c_from_degree | pf_ikss_a_to_degree | pf_ikss_b_to_degree | pf_ikss_c_to_degree | pf_vm_a_from_pu | pf_vm_b_from_pu | pf_vm_c_from_pu | pf_vm_a_to_pu | pf_vm_b_to_pu | pf_vm_c_to_pu | pf_va_a_from_degree | pf_va_b_from_degree | pf_va_c_from_degree | pf_va_a_to_degree | pf_va_b_to_degree | pf_va_c_to_degree
Line0_1_2 | 0.12125 | 0.28676 | 0.29545 | 0.12125 | 0.28676 | 0.29545 | 0.028001 | 0.066224 | 0.068232 | 0.028001 | 0.066224 | 0.068232 | -0.0072796 | -0.047408 | 0.0062354 | 0.0074266 | 0.04823 | -0.0053624 | -0.031079 | -0.040686 | -0.056392 | 0.031373 | 0.04233 | 0.058138 | 103.86 | 5.8931 | -150.127 | -76.14 | -174.1069 | 29.873 | 1.14 | 0.94335 | 0.8315 | 1.1514 | 0.969 | 0.85567 | 0.67744 | -133.4704 | 126.1827 | 0.54223 | -132.8342 | 125.1429
Line10_11_12 | 0.10706 | 0.25503 | 0.26689 | 0.10706 | 0.25503 | 0.26689 | 0.024725 | 0.058896 | 0.061635 | 0.024725 | 0.058896 | 0.061635 | -0.0059982 | -0.044121 | 0.0036669 | 0.0061128 | 0.044772 | -0.0029546 | -0.028047 | -0.038002 | -0.053845 | 0.028276 | 0.039303 | 0.05527 | 102.4881 | 6.9483 | -149.5188 | -77.5119 | -173.0517 | 30.4812 | 1.16 | 0.98872 | 0.87564 | 1.1701 | 1.0115 | 0.89801 | 0.41665 | -132.313 | 124.377 | 0.28961 | -131.7733 | 123.5412
Line11_12_13 | 0.10706 | 0.25503 | 0.26689 | 0.10706 | 0.25503 | 0.26689 | 0.024725 | 0.058896 | 0.061635 | 0.024725 | 0.058896 | 0.061635 | -0.0061128 | -0.044772 | 0.0029546 | 0.0062274 | 0.045422 | -0.0022423 | -0.028276 | -0.039303 | -0.05527 | 0.028506 | 0.040604 | 0.056694 | 102.4881 | 6.9483 | -149.5188 | -77.5119 | -173.0517 | 30.4812 | 1.1701 | 1.0115 | 0.89801 | 1.1801 | 1.0345 | 0.92056 | 0.28961 | -131.7733 | 123.5412 | 0.16473 | -131.2575 | 122.7461
Line12_13_15 | 0 | 0 | 0 | 0 | 0 | 0 | 0 | 0 | 0 | 0 | 0 | 0 | 1.0401e-09 | -5.0503e-10 | -1.8042e-09 | -1.0401e-09 | 5.0503e-10 | 1.8042e-09 | -4.1056e-11 | 2.4435e-09 | -5.3366e-10 | 4.1055e-11 | -2.4435e-09 | 5.3366e-10 | 0 | 0 | 0 | 0 | 0 | 0 | 1.1801 | 1.0345 | 0.92056 | 1.1801 | 1.0345 | 0.92056 | 0.16473 | -131.2575 | 122.7461 | 0.16473 | -131.2575 | 122.7461
Line13_13_14 | 0.10706 | 0.25503 | 0.26689 | 0.10706 | 0.25503 | 0.26689 | 0.024725 | 0.058896 | 0.061635 | 0.024725 | 0.058896 | 0.061635 | -0.0062274 | -0.045422 | 0.0022423 | 0.006342 | 0.046072 | -0.00153 | -0.028506 | -0.040604 | -0.056694 | 0.028735 | 0.041904 | 0.058119 | 102.4881 | 6.9483 | -149.5188 | -77.5119 | -173.0517 | 30.4812 | 1.1801 | 1.0345 | 0.92056 | 1.1902 | 1.0574 | 0.94328 | 0.16473 | -131.2575 | 122.7461 | 0.041965 | -130.7641 | 121.9892
Line14_15_16 | 0 | 0 | 0 | 0 | 0 | 0 | 0 | 0 | 0 | 0 | 0 | 0 | 6.9337e-10 | -3.3669e-10 | -1.2028e-09 | -6.9337e-10 | 3.3669e-10 | 1.2028e-09 | -2.737e-11 | 1.629e-09 | -3.5577e-10 | 2.737e-11 | -1.629e-09 | 3.5577e-10 | 0 | 0 | 0 | 0 | 0 | 0 | 1.1801 | 1.0345 | 0.92056 | 1.1801 | 1.0345 | 0.92056 | 0.16473 | -131.2575 | 122.7461 | 0.16473 | -131.2575 | 122.7461
Line15_16_17 | 0 | 0 | 0 | 0 | 0 | 0 | 0 | 0 | 0 | 0 | 0 | 0 | 3.4669e-10 | -1.6834e-10 | -6.0141e-10 | -3.4669e-10 | 1.6834e-10 | 6.0141e-10 | -1.3685e-11 | 8.1451e-10 | -1.7789e-10 | 1.3685e-11 | -8.1451e-10 | 1.7789e-10 | 0 | 0 | 0 | 0 | 0 | 0 | 1.1801 | 1.0345 | 0.92056 | 1.1801 | 1.0345 | 0.92056 | 0.16473 | -131.2575 | 122.7461 | 0.16473 | -131.2575 | 122.7461
Line16_4_18 | 0 | 3.8016 | 3.8016 | 0 | 3.8016 | 3.8016 | 0 | 0.87794 | 0.87794 | 0 | 0.87794 | 0.87794 | 2.4252e-10 | 0.6258 | -0.33676 | -2.4252e-10 | -0.48128 | 0.48128 | -6.6499e-11 | 0.12673 | 0.45136 | 6.6499e-11 | 0.16231 | -0.16231 | 0 | -160.5465 | 19.4535 | 0 | 19.4535 | -160.5465 | 1.1571 | 0.72727 | 0.64143 | 1.1571 | 0.57853 | 0.57853 | 0.81646 | -149.0986 | 146.1801 | 0.81646 | -179.1835 | -179.1835
Line17_5_19 | 0 | 0 | 0 | 0 | 0 | 0 | 0 | 0 | 0 | 0 | 0 | 0 | 1.674e-10 | -4.3718e-10 | -7.991e-10 | -1.674e-10 | 4.3718e-10 | 7.991e-10 | -5.4362e-11 | 8.8631e-10 | -3.6119e-10 | 5.4362e-11 | -8.8631e-10 | 3.6119e-10 | 0 | 0 | 0 | 0 | 0 | 0 | 1.14 | 0.94335 | 0.8315 | 1.14 | 0.94335 | 0.8315 | 0.67744 | -133.4704 | 126.1827 | 0.67744 | -133.4704 | 126.1827
Line1_1_3 | 0.10706 | 0.25503 | 0.26689 | 0.10706 | 0.25503 | 0.26689 | 0.024725 | 0.058896 | 0.061635 | 0.024725 | 0.058896 | 0.061635 | -0.0057689 | -0.042821 | 0.0050915 | 0.0058836 | 0.043471 | -0.0043792 | -0.027589 | -0.035401 | -0.050996 | 0.027818 | 0.036701 | 0.052421 | 102.4881 | 6.9483 | -149.5188 | -77.5119 | -173.0517 | 30.4812 | 1.14 | 0.94335 | 0.8315 | 1.15 | 0.96598 | 0.85346 | 0.67744 | -133.4704 | 126.1827 | 0.54591 | -132.8781 | 125.2565
Line2_1_4 | 0.17875 | 3.2235 | 3.2732 | 0.17875 | 3.2235 | 3.2732 | 0.04128 | 0.74444 | 0.7559 | 0.04128 | 0.74444 | 0.7559 | -0.027594 | 0.63877 | -0.18623 | 0.027913 | -0.53486 | 0.29337 | -0.038119 | 0.29181 | 0.60031 | 0.038758 | -0.083991 | -0.38604 | 126.5778 | -158.0231 | 18.9477 | -53.4222 | 21.9769 | -161.0523 | 1.14 | 0.94335 | 0.8315 | 1.1571 | 0.72727 | 0.64143 | 0.67744 | -133.4704 | 126.1827 | 0.81646 | -149.0986 | 146.1801
Line3_1_5 | 0 | 0 | 0 | 0 | 0 | 0 | 0 | 0 | 0 | 0 | 0 | 0 | 3.3479e-10 | -8.7436e-10 | -1.5982e-09 | -3.3479e-10 | 8.7436e-10 | 1.5982e-09 | -1.0872e-10 | 1.7726e-09 | -7.2239e-10 | 1.0872e-10 | -1.7726e-09 | 7.2239e-10 | 0 | 0 | 0 | 0 | 0 | 0 | 1.14 | 0.94335 | 0.8315 | 1.14 | 0.94335 | 0.8315 | 0.67744 | -133.4704 | 126.1827 | 0.67744 | -133.4704 | 126.1827
Line4_2_6 | 0.12125 | 0.28676 | 0.29545 | 0.12125 | 0.28676 | 0.29545 | 0.028001 | 0.066224 | 0.068232 | 0.028001 | 0.066224 | 0.068232 | -0.0074266 | -0.04823 | 0.0053624 | 0.0075736 | 0.049052 | -0.0044895 | -0.031373 | -0.04233 | -0.058138 | 0.031667 | 0.043975 | 0.059883 | 103.86 | 5.8931 | -150.127 | -76.14 | -174.1069 | 29.873 | 1.1514 | 0.969 | 0.85567 | 1.1628 | 0.99477 | 0.8801 | 0.54223 | -132.8342 | 125.1429 | 0.40967 | -132.2309 | 124.1605
Line5_6_7 | 0.12125 | 0.28676 | 0.29545 | 0.12125 | 0.28676 | 0.29545 | 0.028001 | 0.066224 | 0.068232 | 0.028001 | 0.066224 | 0.068232 | -0.0075736 | -0.049052 | 0.0044895 | 0.0077206 | 0.049874 | -0.0036166 | -0.031667 | -0.043975 | -0.059883 | 0.031961 | 0.045619 | 0.061629 | 103.86 | 5.8931 | -150.127 | -76.14 | -174.1069 | 29.873 | 1.1628 | 0.99477 | 0.8801 | 1.1743 | 1.0206 | 0.90478 | 0.40967 | -132.2309 | 124.1605 | 0.2797 | -131.6582 | 123.2314
Line6_7_8 | 0 | 0 | 0 | 0 | 0 | 0 | 0 | 0 | 0 | 0 | 0 | 0 | 9.5941e-10 | -6.3614e-10 | -1.9255e-09 | -9.5941e-10 | 6.3614e-10 | 1.9255e-09 | -6.9362e-11 | 2.4956e-09 | -6.1712e-10 | 6.9362e-11 | -2.4956e-09 | 6.1712e-10 | 0 | 0 | 0 | 0 | 0 | 0 | 1.1743 | 1.0206 | 0.90478 | 1.1743 | 1.0206 | 0.90478 | 0.2797 | -131.6582 | 123.2314 | 0.2797 | -131.6582 | 123.2314
Line7_8_9 | 0 | 0 | 0 | 0 | 0 | 0 | 0 | 0 | 0 | 0 | 0 | 0 | 3.198e-10 | -2.1205e-10 | -6.4184e-10 | -3.198e-10 | 2.1205e-10 | 6.4184e-10 | -2.3121e-11 | 8.3185e-10 | -2.0571e-10 | 2.3121e-11 | -8.3185e-10 | 2.0571e-10 | 0 | 0 | 0 | 0 | 0 | 0 | 1.1743 | 1.0206 | 0.90478 | 1.1743 | 1.0206 | 0.90478 | 0.2797 | -131.6582 | 123.2314 | 0.2797 | -131.6582 | 123.2314
Line8_8_10 | 0 | 0 | 0 | 0 | 0 | 0 | 0 | 0 | 0 | 0 | 0 | 0 | 3.198e-10 | -2.1205e-10 | -6.4184e-10 | -3.198e-10 | 2.1205e-10 | 6.4184e-10 | -2.3121e-11 | 8.3185e-10 | -2.0571e-10 | 2.3121e-11 | -8.3185e-10 | 2.0571e-10 | 0 | 0 | 0 | 0 | 0 | 0 | 1.1743 | 1.0206 | 0.90478 | 1.1743 | 1.0206 | 0.90478 | 0.2797 | -131.6582 | 123.2314 | 0.2797 | -131.6582 | 123.2314
Line9_3_11 | 0.10706 | 0.25503 | 0.26689 | 0.10706 | 0.25503 | 0.26689 | 0.024725 | 0.058896 | 0.061635 | 0.024725 | 0.058896 | 0.061635 | -0.0058836 | -0.043471 | 0.0043792 | 0.0059982 | 0.044121 | -0.0036669 | -0.027818 | -0.036701 | -0.052421 | 0.028047 | 0.038002 | 0.053845 | 102.4881 | 6.9483 | -149.5188 | -77.5119 | -173.0517 | 30.4812 | 1.15 | 0.96598 | 0.85346 | 1.16 | 0.98872 | 0.87564 | 0.54591 | -132.8781 | 125.2565 | 0.41665 | -132.313 | 124.377

## LL_max_fault_6
name | pf_ikss_a_from_ka | pf_ikss_b_from_ka | pf_ikss_c_from_ka | pf_ikss_a_to_ka | pf_ikss_b_to_ka | pf_ikss_c_to_ka | pf_skss_a_from_mw | pf_skss_b_from_mw | pf_skss_c_from_mw | pf_skss_a_to_mw | pf_skss_b_to_mw | pf_skss_c_to_mw | pf_p_a_from_mw | pf_p_b_from_mw | pf_p_c_from_mw | pf_p_a_to_mw | pf_p_b_to_mw | pf_p_c_to_mw | pf_q_a_from_mvar | pf_q_b_from_mvar | pf_q_c_from_mvar | pf_q_a_to_mvar | pf_q_b_to_mvar | pf_q_c_to_mvar | pf_ikss_a_from_degree | pf_ikss_b_from_degree | pf_ikss_c_from_degree | pf_ikss_a_to_degree | pf_ikss_b_to_degree | pf_ikss_c_to_degree | pf_vm_a_from_pu | pf_vm_b_from_pu | pf_vm_c_from_pu | pf_vm_a_to_pu | pf_vm_b_to_pu | pf_vm_c_to_pu | pf_va_a_from_degree | pf_va_b_from_degree | pf_va_c_from_degree | pf_va_a_to_degree | pf_va_b_to_degree | pf_va_c_to_degree
Line0_1_2 | 0.11916 | 0.12006 | 0.12197 | 0.11916 | 0.12006 | 0.12197 | 0.027519 | 0.027727 | 0.028168 | 0.027519 | 0.027727 | 0.028168 | -0.0017278 | -0.0025535 | -0.0019426 | 0.0018698 | 0.0026977 | 0.0020913 | -0.029835 | -0.029959 | -0.030392 | 0.030119 | 0.030247 | 0.03069 | 93.44 | -25.2506 | -146.2691 | -86.56 | 154.7494 | 33.7309 | 1.086 | 1.0844 | 1.0812 | 1.0966 | 1.0952 | 1.092 | 0.12554 | -120.1223 | 120.0737 | -0.11242 | -120.3471 | 119.8325
Line10_11_12 | 0.10623 | 0.10694 | 0.10875 | 0.10623 | 0.10694 | 0.10875 | 0.024533 | 0.024698 | 0.025115 | 0.024533 | 0.024698 | 0.025115 | -0.00168 | -0.0024342 | -0.0019093 | 0.0017928 | 0.0025486 | 0.0020275 | -0.027055 | -0.027149 | -0.027575 | 0.027281 | 0.027378 | 0.027811 | 93.2544 | -25.3988 | -146.3945 | -86.7456 | 154.6012 | 33.6055 | 1.1049 | 1.1037 | 1.1006 | 1.1144 | 1.1133 | 1.1103 | -0.29874 | -120.5223 | 119.6447 | -0.50548 | -120.7171 | 119.4358
Line11_12_13 | 0.10623 | 0.10694 | 0.10875 | 0.10623 | 0.10694 | 0.10875 | 0.024533 | 0.024698 | 0.025115 | 0.024533 | 0.024698 | 0.025115 | -0.0017928 | -0.0025486 | -0.0020275 | 0.0019057 | 0.002663 | 0.0021458 | -0.027281 | -0.027378 | -0.027811 | 0.027506 | 0.027607 | 0.028048 | 93.2544 | -25.3988 | -146.3945 | -86.7456 | 154.6012 | 33.6055 | 1.1144 | 1.1133 | 1.1103 | 1.1239 | 1.123 | 1.12 | -0.50548 | -120.7171 | 119.4358 | -0.70873 | -120.9085 | 119.2306
Line12_13_15 | 0 | 0 | 0 | 0 | 0 | 0 | 0 | 0 | 0 | 0 | 0 | 0 | 9.1428e-10 | 9.0327e-10 | 8.6406e-10 | -9.1428e-10 | -9.0327e-10 | -8.6406e-10 | 1.6056e-10 | 2.0566e-10 | 1.7371e-10 | -1.6056e-10 | -2.0566e-10 | -1.7371e-10 | 0 | 0 | 0 | 0 | 0 | 0 | 1.1239 | 1.123 | 1.12 | 1.1239 | 1.123 | 1.12 | -0.70873 | -120.9085 | 119.2306 | -0.70873 | -120.9085 | 119.2306
Line13_13_14 | 0.10623 | 0.10694 | 0.10875 | 0.10623 | 0.10694 | 0.10875 | 0.024533 | 0.024698 | 0.025115 | 0.024533 | 0.024698 | 0.025115 | -0.0019057 | -0.002663 | -0.0021458 | 0.0020185 | 0.0027774 | 0.0022641 | -0.027506 | -0.027607 | -0.028048 | 0.027732 | 0.027836 | 0.028285 | 93.2544 | -25.3988 | -146.3945 | -86.7456 | 154.6012 | 33.6055 | 1.1239 | 1.123 | 1.12 | 1.1334 | 1.1327 | 1.1298 | -0.70873 | -120.9085 | 119.2306 | -0.90857 | -121.0967 | 119.0289
Line14_15_16 | 0 | 0 | 0 | 0 | 0 | 0 | 0 | 0 | 0 | 0 | 0 | 0 | 6.0952e-10 | 6.0218e-10 | 5.7604e-10 | -6.0952e-10 | -6.0218e-10 | -5.7604e-10 | 1.0704e-10 | 1.3711e-10 | 1.1581e-10 | -1.0704e-10 | -1.3711e-10 | -1.1581e-10 | 0 | 0 | 0 | 0 | 0 | 0 | 1.1239 | 1.123 | 1.12 | 1.1239 | 1.123 | 1.12 | -0.70873 | -120.9085 | 119.2306 | -0.70873 | -120.9085 | 119.2306
Line15_16_17 | 0 | 0 | 0 | 0 | 0 | 0 | 0 | 0 | 0 | 0 | 0 | 0 | 3.0476e-10 | 3.0109e-10 | 2.8802e-10 | -3.0476e-10 | -3.0109e-10 | -2.8802e-10 | 5.3521e-11 | 6.8554e-11 | 5.7904e-11 | -5.3521e-11 | -6.8555e-11 | -5.7904e-11 | 0 | 0 | 0 | 0 | 0 | 0 | 1.1239 | 1.123 | 1.12 | 1.1239 | 1.123 | 1.12 | -0.70873 | -120.9085 | 119.2306 | -0.70873 | -120.9085 | 119.2306
Line16_4_18 | 0 | 0.06123 | 0.06123 | 0 | 0.06123 | 0.06123 | 0 | 0.01414 | 0.01414 | 0 | 0.01414 | 0.01414 | 1.9703e-10 | 0.014944 | 0.0038761 | -1.9703e-10 | -0.014907 | -0.0038386 | -1.0651e-12 | 0.0039945 | 0.014901 | 1.0651e-12 | -0.0039195 | -0.014826 | 0 | -135.4076 | 44.5924 | 0 | 44.5924 | -135.4076 | 1.0989 | 1.094 | 1.0888 | 1.0989 | 1.09 | 1.0831 | 0.014424 | -120.4428 | 120.0116 | 0.014424 | -120.6761 | 120.0768
Line17_5_19 | 0 | 0 | 0 | 0 | 0 | 0 | 0 | 0 | 0 | 0 | 0 | 0 | 1.4339e-10 | 1.3695e-10 | 1.2351e-10 | -1.4339e-10 | -1.3695e-10 | -1.2351e-10 | -9.1614e-12 | 8.9118e-12 | -5.3514e-12 | 9.1613e-12 | -8.9118e-12 | 5.3514e-12 | 0 | 0 | 0 | 0 | 0 | 0 | 1.086 | 1.0844 | 1.0812 | 1.086 | 1.0844 | 1.0812 | 0.12554 | -120.1223 | 120.0737 | 0.12554 | -120.1223 | 120.0737
Line1_1_3 | 0.10623 | 0.10694 | 0.10875 | 0.10623 | 0.10694 | 0.10875 | 0.024533 | 0.024698 | 0.025115 | 0.024533 | 0.024698 | 0.025115 | -0.0014543 | -0.0022055 | -0.0016727 | 0.0015671 | 0.0023199 | 0.001791 | -0.026604 | -0.026692 | -0.027102 | 0.026829 | 0.026921 | 0.027338 | 93.2544 | -25.3988 | -146.3945 | -86.7456 | 154.6012 | 33.6055 | 1.086 | 1.0844 | 1.0812 | 1.0955 | 1.0941 | 1.0909 | 0.12554 | -120.1223 | 120.0737 | -0.08843 | -120.324 | 119.8573
Line2_1_4 | 0.13494 | 0.1167 | 0.080388 | 0.13494 | 0.1167 | 0.080388 | 0.031163 | 0.026951 | 0.018565 | 0.031163 | 0.026951 | 0.018565 | -0.0099948 | 0.0031674 | -0.0061539 | 0.010177 | -0.0030312 | 0.0062186 | -0.032333 | -0.029054 | -0.019105 | 0.032698 | 0.029326 | 0.019234 | 107.3028 | -36.344 | -132.0717 | -72.6972 | 143.656 | 47.9283 | 1.086 | 1.0844 | 1.0812 | 1.0989 | 1.094 | 1.0888 | 0.12554 | -120.1223 | 120.0737 | 0.014424 | -120.4428 | 120.0116
Line3_1_5 | 0 | 0 | 0 | 0 | 0 | 0 | 0 | 0 | 0 | 0 | 0 | 0 | 2.8677e-10 | 2.7389e-10 | 2.4702e-10 | -2.8677e-10 | -2.7389e-10 | -2.4702e-10 | -1.8323e-11 | 1.7824e-11 | -1.0703e-11 | 1.8323e-11 | -1.7824e-11 | 1.0703e-11 | 0 | 0 | 0 | 0 | 0 | 0 | 1.086 | 1.0844 | 1.0812 | 1.086 | 1.0844 | 1.0812 | 0.12554 | -120.1223 | 120.0737 | 0.12554 | -120.1223 | 120.0737
Line4_2_6 | 0.11916 | 0.12006 | 0.12197 | 0.11916 | 0.12006 | 0.12197 | 0.027519 | 0.027727 | 0.028168 | 0.027519 | 0.027727 | 0.028168 | -0.0018698 | -0.0026977 | -0.0020913 | 0.0020118 | 0.0028418 | 0.0022401 | -0.030119 | -0.030247 | -0.03069 | 0.030403 | 0.030536 | 0.030987 | 93.44 | -25.2506 | -146.2691 | -86.56 | 154.7494 | 33.7309 | 1.0966 | 1.0952 | 1.092 | 1.1072 | 1.1061 | 1.103 | -0.11242 | -120.3471 | 119.8325 | -0.34582 | -120.5675 | 119.596
Line5_6_7 | 0.11916 | 0.12006 | 0.12197 | 0.11916 | 0.12006 | 0.12197 | 0.027519 | 0.027727 | 0.028168 | 0.027519 | 0.027727 | 0.028168 | -0.0020118 | -0.0028418 | -0.0022401 | 0.0021538 | 0.0029859 | 0.0023889 | -0.030403 | -0.030536 | -0.030987 | 0.030687 | 0.030824 | 0.031285 | 93.44 | -25.2506 | -146.2691 | -86.56 | 154.7494 | 33.7309 | 1.1072 | 1.1061 | 1.103 | 1.1179 | 1.1169 | 1.1139 | -0.34582 | -120.5675 | 119.596 | -0.57478 | -120.7836 | 119.3643
Line6_7_8 | 0 | 0 | 0 | 0 | 0 | 0 | 0 | 0 | 0 | 0 | 0 | 0 | 8.3549e-10 | 8.2335e-10 | 7.8344e-10 | -8.3549e-10 | -8.2335e-10 | -7.8344e-10 | 1.2952e-10 | 1.7642e-10 | 1.4275e-10 | -1.2952e-10 | -1.7642e-10 | -1.4275e-10 | 0 | 0 | 0 | 0 | 0 | 0 | 1.1179 | 1.1169 | 1.1139 | 1.1179 | 1.1169 | 1.1139 | -0.57478 | -120.7836 | 119.3643 | -0.57478 | -120.7836 | 119.3643
Line7_8_9 | 0 | 0 | 0 | 0 | 0 | 0 | 0 | 0 | 0 | 0 | 0 | 0 | 2.785e-10 | 2.7445e-10 | 2.6115e-10 | -2.785e-10 | -2.7445e-10 | -2.6115e-10 | 4.3175e-11 | 5.8808e-11 | 4.7582e-11 | -4.3175e-11 | -5.8808e-11 | -4.7582e-11 | 0 | 0 | 0 | 0 | 0 | 0 | 1.1179 | 1.1169 | 1.1139 | 1.1179 | 1.1169 | 1.1139 | -0.57478 | -120.7836 | 119.3643 | -0.57478 | -120.7836 | 119.3643
Line8_8_10 | 0 | 0 | 0 | 0 | 0 | 0 | 0 | 0 | 0 | 0 | 0 | 0 | 2.785e-10 | 2.7445e-10 | 2.6115e-10 | -2.785e-10 | -2.7445e-10 | -2.6115e-10 | 4.3175e-11 | 5.8808e-11 | 4.7582e-11 | -4.3175e-11 | -5.8808e-11 | -4.7582e-11 | 0 | 0 | 0 | 0 | 0 | 0 | 1.1179 | 1.1169 | 1.1139 | 1.1179 | 1.1169 | 1.1139 | -0.57478 | -120.7836 | 119.3643 | -0.57478 | -120.7836 | 119.3643
Line9_3_11 | 0.10623 | 0.10694 | 0.10875 | 0.10623 | 0.10694 | 0.10875 | 0.024533 | 0.024698 | 0.025115 | 0.024533 | 0.024698 | 0.025115 | -0.0015671 | -0.0023199 | -0.001791 | 0.00168 | 0.0024342 | 0.0019093 | -0.026829 | -0.026921 | -0.027338 | 0.027055 | 0.027149 | 0.027575 | 93.2544 | -25.3988 | -146.3945 | -86.7456 | 154.6012 | 33.6055 | 1.0955 | 1.0941 | 1.0909 | 1.1049 | 1.1037 | 1.1006 | -0.08843 | -120.324 | 119.8573 | -0.29874 | -120.5223 | 119.6447

## LL_max_fault_10
name | pf_ikss_a_from_ka | pf_ikss_b_from_ka | pf_ikss_c_from_ka | pf_ikss_a_to_ka | pf_ikss_b_to_ka | pf_ikss_c_to_ka | pf_skss_a_from_mw | pf_skss_b_from_mw | pf_skss_c_from_mw | pf_skss_a_to_mw | pf_skss_b_to_mw | pf_skss_c_to_mw | pf_p_a_from_mw | pf_p_b_from_mw | pf_p_c_from_mw | pf_p_a_to_mw | pf_p_b_to_mw | pf_p_c_to_mw | pf_q_a_from_mvar | pf_q_b_from_mvar | pf_q_c_from_mvar | pf_q_a_to_mvar | pf_q_b_to_mvar | pf_q_c_to_mvar | pf_ikss_a_from_degree | pf_ikss_b_from_degree | pf_ikss_c_from_degree | pf_ikss_a_to_degree | pf_ikss_b_to_degree | pf_ikss_c_to_degree | pf_vm_a_from_pu | pf_vm_b_from_pu | pf_vm_c_from_pu | pf_vm_a_to_pu | pf_vm_b_to_pu | pf_vm_c_to_pu | pf_va_a_from_degree | pf_va_b_from_degree | pf_va_c_from_degree | pf_va_a_to_degree | pf_va_b_to_degree | pf_va_c_to_degree
Line0_1_2 | 0.11999 | 0.12096 | 0.12297 | 0.11999 | 0.12096 | 0.12297 | 0.027711 | 0.027934 | 0.028398 | 0.027711 | 0.027934 | 0.028398 | -0.0018547 | -0.0027674 | -0.0020891 | 0.0019987 | 0.0029137 | 0.0022403 | -0.03148 | -0.031619 | -0.032096 | 0.031768 | 0.031912 | 0.032399 | 93.4956 | -25.1341 | -146.2064 | -86.5044 | 154.8659 | 33.7936 | 1.138 | 1.1362 | 1.1326 | 1.1486 | 1.1471 | 1.1436 | 0.12371 | -120.136 | 120.0696 | -0.10453 | -120.351 | 119.838
Line10_11_12 | 0.10741 | 0.10818 | 0.11009 | 0.10741 | 0.10818 | 0.11009 | 0.024806 | 0.024984 | 0.025424 | 0.024806 | 0.024984 | 0.025424 | -0.0018008 | -0.0026377 | -0.0020514 | 0.0019162 | 0.0027547 | 0.0021726 | -0.028646 | -0.028754 | -0.029224 | 0.028877 | 0.028988 | 0.029466 | 93.3122 | -25.2789 | -146.3286 | -86.6878 | 154.7211 | 33.6714 | 1.1571 | 1.1557 | 1.1523 | 1.1667 | 1.1655 | 1.1621 | -0.28496 | -120.5202 | 119.656 | -0.48427 | -120.7074 | 119.4545
Line11_12_13 | 0.10741 | 0.10818 | 0.11009 | 0.10741 | 0.10818 | 0.11009 | 0.024806 | 0.024984 | 0.025424 | 0.024806 | 0.024984 | 0.025424 | -0.0019162 | -0.0027547 | -0.0021726 | 0.0020316 | 0.0028718 | 0.0022938 | -0.028877 | -0.028988 | -0.029466 | 0.029108 | 0.029222 | 0.029708 | 93.3122 | -25.2789 | -146.3286 | -86.6878 | 154.7211 | 33.6714 | 1.1667 | 1.1655 | 1.1621 | 1.1763 | 1.1753 | 1.172 | -0.48427 | -120.7074 | 119.4545 | -0.68033 | -120.8916 | 119.2563
Line12_13_15 | 0 | 0 | 0 | 0 | 0 | 0 | 0 | 0 | 0 | 0 | 0 | 0 | 9.8776e-10 | 9.7474e-10 | 9.2953e-10 | -9.8776e-10 | -9.7474e-10 | -9.2953e-10 | 1.69e-10 | 2.2128e-10 | 1.8406e-10 | -1.69e-10 | -2.2128e-10 | -1.8406e-10 | 0 | 0 | 0 | 0 | 0 | 0 | 1.1763 | 1.1753 | 1.172 | 1.1763 | 1.1753 | 1.172 | -0.68033 | -120.8916 | 119.2563 | -0.68033 | -120.8916 | 119.2563
Line13_13_14 | 0.10741 | 0.10818 | 0.11009 | 0.10741 | 0.10818 | 0.11009 | 0.024806 | 0.024984 | 0.025424 | 0.024806 | 0.024984 | 0.025424 | -0.0020316 | -0.0028718 | -0.0022938 | 0.002147 | 0.0029888 | 0.002415 | -0.029108 | -0.029222 | -0.029708 | 0.029338 | 0.029456 | 0.029951 | 93.3122 | -25.2789 | -146.3286 | -86.6878 | 154.7211 | 33.6714 | 1.1763 | 1.1753 | 1.172 | 1.1859 | 1.1851 | 1.1819 | -0.68033 | -120.8916 | 119.2563 | -0.87321 | -121.0727 | 119.0615
Line14_15_16 | 0 | 0 | 0 | 0 | 0 | 0 | 0 | 0 | 0 | 0 | 0 | 0 | 6.585e-10 | 6.4983e-10 | 6.1968e-10 | -6.585e-10 | -6.4983e-10 | -6.1968e-10 | 1.1266e-10 | 1.4752e-10 | 1.2271e-10 | -1.1266e-10 | -1.4752e-10 | -1.2271e-10 | 0 | 0 | 0 | 0 | 0 | 0 | 1.1763 | 1.1753 | 1.172 | 1.1763 | 1.1753 | 1.172 | -0.68033 | -120.8916 | 119.2563 | -0.68033 | -120.8916 | 119.2563
Line15_16_17 | 0 | 0 | 0 | 0 | 0 | 0 | 0 | 0 | 0 | 0 | 0 | 0 | 3.2925e-10 | 3.2491e-10 | 3.0984e-10 | -3.2925e-10 | -3.2491e-10 | -3.0984e-10 | 5.6332e-11 | 7.3759e-11 | 6.1352e-11 | -5.6332e-11 | -7.3759e-11 | -6.1353e-11 | 0 | 0 | 0 | 0 | 0 | 0 | 1.1763 | 1.1753 | 1.172 | 1.1763 | 1.1753 | 1.172 | -0.68033 | -120.8916 | 119.2563 | -0.68033 | -120.8916 | 119.2563
Line16_4_18 | 0 | 0.064112 | 0.064112 | 0 | 0.064112 | 0.064112 | 0 | 0.014806 | 0.014806 | 0 | 0.014806 | 0.014806 | 2.1466e-10 | 0.016387 | 0.0042473 | -2.1466e-10 | -0.016346 | -0.0042062 | -1.1899e-12 | 0.0043792 | 0.016337 | 1.1898e-12 | -0.0042969 | -0.016255 | 0 | -135.4167 | 44.5833 | 0 | 44.5833 | -135.4167 | 1.1509 | 1.1456 | 1.1401 | 1.1509 | 1.1415 | 1.134 | 0.014686 | -120.4547 | 120.0101 | 0.014686 | -120.688 | 120.0753
Line17_5_19 | 0 | 0 | 0 | 0 | 0 | 0 | 0 | 0 | 0 | 0 | 0 | 0 | 1.584e-10 | 1.5097e-10 | 1.3552e-10 | -1.584e-10 | -1.5097e-10 | -1.3552e-10 | -9.9101e-12 | 1.0879e-11 | -5.547e-12 | 9.9101e-12 | -1.0879e-11 | 5.547e-12 | 0 | 0 | 0 | 0 | 0 | 0 | 1.138 | 1.1362 | 1.1326 | 1.138 | 1.1362 | 1.1326 | 0.12371 | -120.136 | 120.0696 | 0.12371 | -120.136 | 120.0696
Line1_1_3 | 0.10741 | 0.10818 | 0.11009 | 0.10741 | 0.10818 | 0.11009 | 0.024806 | 0.024984 | 0.025424 | 0.024806 | 0.024984 | 0.025424 | -0.0015701 | -0.0024036 | -0.001809 | 0.0016855 | 0.0025207 | 0.0019302 | -0.028185 | -0.028286 | -0.028739 | 0.028415 | 0.02852 | 0.028981 | 93.3122 | -25.2789 | -146.3286 | -86.6878 | 154.7211 | 33.6714 | 1.138 | 1.1362 | 1.1326 | 1.1475 | 1.146 | 1.1425 | 0.12371 | -120.136 | 120.0696 | -0.082328 | -120.3297 | 119.861
Line2_1_4 | 0.1352 | 0.11679 | 0.077932 | 0.1352 | 0.11679 | 0.077932 | 0.031223 | 0.026972 | 0.017998 | 0.031223 | 0.026972 | 0.017998 | -0.010349 | 0.0041229 | -0.006144 | 0.010532 | -0.0039865 | 0.0062047 | -0.03399 | -0.030368 | -0.019437 | 0.034355 | 0.03064 | 0.019558 | 107.0584 | -37.8676 | -132.3885 | -72.9416 | 142.1324 | 47.6115 | 1.138 | 1.1362 | 1.1326 | 1.1509 | 1.1456 | 1.1401 | 0.12371 | -120.136 | 120.0696 | 0.014686 | -120.4547 | 120.0101
Line3_1_5 | 0 | 0 | 0 | 0 | 0 | 0 | 0 | 0 | 0 | 0 | 0 | 0 | 3.168e-10 | 3.0194e-10 | 2.7104e-10 | -3.168e-10 | -3.0194e-10 | -2.7104e-10 | -1.982e-11 | 2.1759e-11 | -1.1094e-11 | 1.982e-11 | -2.1759e-11 | 1.1094e-11 | 0 | 0 | 0 | 0 | 0 | 0 | 1.138 | 1.1362 | 1.1326 | 1.138 | 1.1362 | 1.1326 | 0.12371 | -120.136 | 120.0696 | 0.12371 | -120.136 | 120.0696
Line4_2_6 | 0.11999 | 0.12096 | 0.12297 | 0.11999 | 0.12096 | 0.12297 | 0.027711 | 0.027934 | 0.028398 | 0.027711 | 0.027934 | 0.028398 | -0.0019987 | -0.0029137 | -0.0022403 | 0.0021427 | 0.00306 | 0.0023915 | -0.031768 | -0.031912 | -0.032399 | 0.032055 | 0.032204 | 0.032701 | 93.4956 | -25.1341 | -146.2064 | -86.5044 | 154.8659 | 33.7936 | 1.1486 | 1.1471 | 1.1436 | 1.1594 | 1.1581 | 1.1546 | -0.10453 | -120.351 | 119.838 | -0.32855 | -120.5619 | 119.6109
Line5_6_7 | 0.11999 | 0.12096 | 0.12297 | 0.11999 | 0.12096 | 0.12297 | 0.027711 | 0.027934 | 0.028398 | 0.027711 | 0.027934 | 0.028398 | -0.0021427 | -0.00306 | -0.0023915 | 0.0022867 | 0.0032063 | 0.0025427 | -0.032055 | -0.032204 | -0.032701 | 0.032343 | 0.032497 | 0.033003 | 93.4956 | -25.1341 | -146.2064 | -86.5044 | 154.8659 | 33.7936 | 1.1594 | 1.1581 | 1.1546 | 1.1701 | 1.169 | 1.1656 | -0.32855 | -120.5619 | 119.6109 | -0.54848 | -120.7689 | 119.388
Line6_7_8 | 0 | 0 | 0 | 0 | 0 | 0 | 0 | 0 | 0 | 0 | 0 | 0 | 9.0263e-10 | 8.883e-10 | 8.4233e-10 | -9.0263e-10 | -8.883e-10 | -8.4233e-10 | 1.3553e-10 | 1.8983e-10 | 1.5064e-10 | -1.3553e-10 | -1.8983e-10 | -1.5064e-10 | 0 | 0 | 0 | 0 | 0 | 0 | 1.1701 | 1.169 | 1.1656 | 1.1701 | 1.169 | 1.1656 | -0.54848 | -120.7689 | 119.388 | -0.54848 | -120.7689 | 119.388
Line7_8_9 | 0 | 0 | 0 | 0 | 0 | 0 | 0 | 0 | 0 | 0 | 0 | 0 | 3.0088e-10 | 2.961e-10 | 2.8078e-10 | -3.0088e-10 | -2.961e-10 | -2.8078e-10 | 4.5176e-11 | 6.3275e-11 | 5.0214e-11 | -4.5176e-11 | -6.3275e-11 | -5.0214e-11 | 0 | 0 | 0 | 0 | 0 | 0 | 1.1701 | 1.169 | 1.1656 | 1.1701 | 1.169 | 1.1656 | -0.54848 | -120.7689 | 119.388 | -0.54848 | -120.7689 | 119.388
Line8_8_10 | 0 | 0 | 0 | 0 | 0 | 0 | 0 | 0 | 0 | 0 | 0 | 0 | 3.0088e-10 | 2.961e-10 | 2.8078e-10 | -3.0088e-10 | -2.961e-10 | -2.8078e-10 | 4.5176e-11 | 6.3275e-11 | 5.0214e-11 | -4.5176e-11 | -6.3275e-11 | -5.0214e-11 | 0 | 0 | 0 | 0 | 0 | 0 | 1.1701 | 1.169 | 1.1656 | 1.1701 | 1.169 | 1.1656 | -0.54848 | -120.7689 | 119.388 | -0.54848 | -120.7689 | 119.388
Line9_3_11 | 0.10741 | 0.10818 | 0.11009 | 0.10741 | 0.10818 | 0.11009 | 0.024806 | 0.024984 | 0.025424 | 0.024806 | 0.024984 | 0.025424 | -0.0016855 | -0.0025207 | -0.0019302 | 0.0018008 | 0.0026377 | 0.0020514 | -0.028415 | -0.02852 | -0.028981 | 0.028646 | 0.028754 | 0.029224 | 93.3122 | -25.2789 | -146.3286 | -86.6878 | 154.7211 | 33.6714 | 1.1475 | 1.146 | 1.1425 | 1.1571 | 1.1557 | 1.1523 | -0.082328 | -120.3297 | 119.861 | -0.28496 | -120.5202 | 119.656

## LL_min_6
name | pf_ikss_a_from_ka | pf_ikss_b_from_ka | pf_ikss_c_from_ka | pf_ikss_a_to_ka | pf_ikss_b_to_ka | pf_ikss_c_to_ka | pf_skss_a_from_mw | pf_skss_b_from_mw | pf_skss_c_from_mw | pf_skss_a_to_mw | pf_skss_b_to_mw | pf_skss_c_to_mw | pf_p_a_from_mw | pf_p_b_from_mw | pf_p_c_from_mw | pf_p_a_to_mw | pf_p_b_to_mw | pf_p_c_to_mw | pf_q_a_from_mvar | pf_q_b_from_mvar | pf_q_c_from_mvar | pf_q_a_to_mvar | pf_q_b_to_mvar | pf_q_c_to_mvar | pf_ikss_a_from_degree | pf_ikss_b_from_degree | pf_ikss_c_from_degree | pf_ikss_a_to_degree | pf_ikss_b_to_degree | pf_ikss_c_to_degree | pf_vm_a_from_pu | pf_vm_b_from_pu | pf_vm_c_from_pu | pf_vm_a_to_pu | pf_vm_b_to_pu | pf_vm_c_to_pu | pf_va_a_from_degree | pf_va_b_from_degree | pf_va_c_from_degree | pf_va_a_to_degree | pf_va_b_to_degree | pf_va_c_to_degree
Line0_1_2 | 0.00073134 | 0.0043194 | 0.0036537 | 0.00073134 | 0.0043194 | 0.0036537 | 0.0001689 | 0.00099752 | 0.00084379 | 0.0001689 | 0.00099752 | 0.00084379 | -0.00015686 | -0.00082368 | -8.0449e-05 | 0.00015687 | 0.00082404 | 8.0705e-05 | 3.3794e-05 | -0.00014813 | -0.00057528 | -3.3783e-05 | 0.00014851 | 0.00057555 | -167.8235 | 34.5522 | -141.0778 | 12.1765 | -145.4478 | 38.9222 | 0.95002 | 0.83898 | 0.68841 | 0.95006 | 0.8394 | 0.68877 | 0.018327 | -135.2526 | 120.9615 | 0.022833 | -135.2318 | 120.9401
Line10_11_12 | 0.00072696 | 0.0043058 | 0.0036435 | 0.00072696 | 0.0043058 | 0.0036435 | 0.00016788 | 0.00099438 | 0.00084142 | 0.00016788 | 0.00099438 | 0.00084142 | -0.00015579 | -0.00082213 | -8.1681e-05 | 0.0001558 | 0.00082249 | 8.1936e-05 | 3.422e-05 | -0.00014656 | -0.00057406 | -3.4209e-05 | 0.00014693 | 0.00057433 | -167.5846 | 34.6813 | -140.983 | 12.4154 | -145.3187 | 39.017 | 0.95011 | 0.83981 | 0.68912 | 0.95015 | 0.84023 | 0.68948 | 0.027308 | -135.211 | 120.919 | 0.031798 | -135.1903 | 120.8977
Line11_12_13 | 0.00072696 | 0.0043058 | 0.0036435 | 0.00072696 | 0.0043058 | 0.0036435 | 0.00016788 | 0.00099438 | 0.00084142 | 0.00016788 | 0.00099438 | 0.00084142 | -0.0001558 | -0.00082249 | -8.1935e-05 | 0.00015581 | 0.00082284 | 8.219e-05 | 3.4209e-05 | -0.00014693 | -0.00057432 | -3.4198e-05 | 0.0001473 | 0.00057459 | -167.5846 | 34.6812 | -140.9831 | 12.4154 | -145.3188 | 39.0169 | 0.95015 | 0.84023 | 0.68948 | 0.9502 | 0.84065 | 0.68983 | 0.031798 | -135.1903 | 120.8977 | 0.036287 | -135.1696 | 120.8765
Line12_13_15 | 0 | 0 | 0 | 0 | 0 | 0 | 0 | 0 | 0 | 0 | 0 | 0 | 2.0919e-12 | -7.0508e-10 | -1.9734e-09 | -2.0919e-12 | 7.0508e-10 | 1.9734e-09 | -6.2887e-12 | 2.2988e-09 | -1.1028e-10 | 6.2887e-12 | -2.2988e-09 | 1.1028e-10 | 0 | 0 | 0 | 0 | 0 | 0 | 0.9502 | 0.84065 | 0.68983 | 0.9502 | 0.84065 | 0.68983 | 0.036287 | -135.1696 | 120.8765 | 0.036287 | -135.1696 | 120.8765
Line13_13_14 | 0.00072696 | 0.0043058 | 0.0036435 | 0.00072696 | 0.0043058 | 0.0036435 | 0.00016788 | 0.00099438 | 0.00084142 | 0.00016788 | 0.00099438 | 0.00084142 | -0.00015581 | -0.00082284 | -8.2187e-05 | 0.00015582 | 0.0008232 | 8.2442e-05 | 3.4198e-05 | -0.0001473 | -0.00057459 | -3.4188e-05 | 0.00014767 | 0.00057486 | -167.5846 | 34.681 | -140.9833 | 12.4154 | -145.319 | 39.0167 | 0.9502 | 0.84065 | 0.68983 | 0.95025 | 0.84107 | 0.69019 | 0.036287 | -135.1696 | 120.8765 | 0.040776 | -135.1488 | 120.8553
Line14_15_16 | 0 | 0 | 0 | 0 | 0 | 0 | 0 | 0 | 0 | 0 | 0 | 0 | 1.3946e-12 | -4.7005e-10 | -1.3156e-09 | -1.3946e-12 | 4.7005e-10 | 1.3156e-09 | -4.1924e-12 | 1.5325e-09 | -7.3518e-11 | 4.1924e-12 | -1.5325e-09 | 7.3518e-11 | 0 | 0 | 0 | 0 | 0 | 0 | 0.9502 | 0.84065 | 0.68983 | 0.9502 | 0.84065 | 0.68983 | 0.036287 | -135.1696 | 120.8765 | 0.036287 | -135.1696 | 120.8765
Line15_16_17 | 0 | 0 | 0 | 0 | 0 | 0 | 0 | 0 | 0 | 0 | 0 | 0 | 6.973e-13 | -2.3503e-10 | -6.5778e-10 | -6.973e-13 | 2.3503e-10 | 6.5778e-10 | -2.0962e-12 | 7.6626e-10 | -3.6759e-11 | 2.0962e-12 | -7.6626e-10 | 3.6759e-11 | 0 | 0 | 0 | 0 | 0 | 0 | 0.9502 | 0.84065 | 0.68983 | 0.9502 | 0.84065 | 0.68983 | 0.036287 | -135.1696 | 120.8765 | 0.036287 | -135.1696 | 120.8765
Line16_4_18 | 0 | 2.5141 | 2.5141 | 0 | 2.5141 | 2.5141 | 0 | 0.58062 | 0.58062 | 0 | 0.58062 | 0.58062 | 5.6295e-13 | 0.35474 | -0.11202 | -5.6288e-13 | -0.23338 | 0.23338 | -1.4358e-12 | -0.020622 | 0.27346 | 1.4358e-12 | 0.14704 | -0.14704 | 0 | -147.7624 | 32.2376 | 0 | 32.2376 | -147.7624 | 0.95016 | 0.61201 | 0.50896 | 0.95016 | 0.47508 | 0.47508 | 0.024856 | -151.0894 | 144.5135 | 0.024856 | -179.9751 | -179.9751
Line17_5_19 | 0 | 0 | 0 | 0 | 0 | 0 | 0 | 0 | 0 | 0 | 0 | 0 | 6.2295e-14 | -2.3859e-10 | -6.5996e-10 | -6.2295e-14 | 2.3859e-10 | 6.5996e-10 | -1.0585e-12 | 7.6882e-10 | -4.0238e-11 | 1.0585e-12 | -7.6882e-10 | 4.0238e-11 | 0 | 0 | 0 | 0 | 0 | 0 | 0.95002 | 0.83898 | 0.68841 | 0.95002 | 0.83898 | 0.68841 | 0.018327 | -135.2526 | 120.9615 | 0.018327 | -135.2526 | 120.9615
Line1_1_3 | 0.00072696 | 0.0043058 | 0.0036435 | 0.00072696 | 0.0043058 | 0.0036435 | 0.00016788 | 0.00099438 | 0.00084142 | 0.00016788 | 0.00099438 | 0.00084142 | -0.00015577 | -0.00082142 | -8.1172e-05 | 0.00015578 | 0.00082178 | 8.1427e-05 | 3.4241e-05 | -0.00014581 | -0.00057353 | -3.423e-05 | 0.00014619 | 0.00057379 | -167.5846 | 34.6814 | -140.9829 | 12.4154 | -145.3186 | 39.0171 | 0.95002 | 0.83898 | 0.68841 | 0.95006 | 0.8394 | 0.68877 | 0.018327 | -135.2526 | 120.9615 | 0.022818 | -135.2318 | 120.9402
Line2_1_4 | 0.0014981 | 2.5058 | 2.5069 | 0.0014981 | 2.5058 | 2.5069 | 0.00034597 | 0.57869 | 0.57895 | 0.00034597 | 0.57869 | 0.57895 | -0.00032449 | 0.4741 | 0.0091695 | 0.00032454 | -0.35354 | 0.1115 | -5.2275e-05 | 0.10463 | 0.39845 | 5.232e-05 | 0.020954 | -0.27276 | 170.8668 | -147.6976 | 32.2798 | -9.1332 | 32.3024 | -147.7202 | 0.95002 | 0.83898 | 0.68841 | 0.95016 | 0.61201 | 0.50896 | 0.018327 | -135.2526 | 120.9615 | 0.024856 | -151.0894 | 144.5135
Line3_1_5 | 0 | 0 | 0 | 0 | 0 | 0 | 0 | 0 | 0 | 0 | 0 | 0 | 1.2469e-13 | -4.7718e-10 | -1.3199e-09 | -1.2466e-13 | 4.7718e-10 | 1.3199e-09 | -2.117e-12 | 1.5376e-09 | -8.0477e-11 | 2.117e-12 | -1.5376e-09 | 8.0477e-11 | 0 | 0 | 0 | 0 | 0 | 0 | 0.95002 | 0.83898 | 0.68841 | 0.95002 | 0.83898 | 0.68841 | 0.018327 | -135.2526 | 120.9615 | 0.018327 | -135.2526 | 120.9615
Line4_2_6 | 0.00073134 | 0.0043194 | 0.0036537 | 0.00073134 | 0.0043194 | 0.0036537 | 0.0001689 | 0.00099752 | 0.00084379 | 0.0001689 | 0.00099752 | 0.00084379 | -0.00015687 | -0.00082404 | -8.0704e-05 | 0.00015688 | 0.0008244 | 8.0961e-05 | 3.3783e-05 | -0.00014851 | -0.00057555 | -3.3772e-05 | 0.00014888 | 0.00057581 | -167.8235 | 34.5522 | -141.0778 | 12.1765 | -145.4478 | 38.9222 | 0.95006 | 0.8394 | 0.68877 | 0.95011 | 0.83982 | 0.68912 | 0.022833 | -135.2318 | 120.9401 | 0.027339 | -135.211 | 120.9187
Line5_6_7 | 0.00073134 | 0.0043194 | 0.0036537 | 0.00073134 | 0.0043194 | 0.0036537 | 0.0001689 | 0.00099752 | 0.00084379 | 0.0001689 | 0.00099752 | 0.00084379 | -0.00015688 | -0.0008244 | -8.096e-05 | 0.00015689 | 0.00082476 | 8.1216e-05 | 3.3772e-05 | -0.00014888 | -0.00057581 | -3.3762e-05 | 0.00014925 | 0.00057608 | -167.8235 | 34.5521 | -141.0779 | 12.1765 | -145.4479 | 38.9221 | 0.95011 | 0.83982 | 0.68912 | 0.95016 | 0.84024 | 0.68948 | 0.027339 | -135.211 | 120.9187 | 0.031844 | -135.1903 | 120.8974
Line6_7_8 | 0 | 0 | 0 | 0 | 0 | 0 | 0 | 0 | 0 | 0 | 0 | 0 | 1.6338e-12 | -7.0771e-10 | -1.975e-09 | -1.6338e-12 | 7.0771e-10 | 1.975e-09 | -5.5184e-12 | 2.3007e-09 | -1.1285e-10 | 5.5184e-12 | -2.3007e-09 | 1.1285e-10 | 0 | 0 | 0 | 0 | 0 | 0 | 0.95016 | 0.84024 | 0.68948 | 0.95016 | 0.84024 | 0.68948 | 0.031844 | -135.1903 | 120.8974 | 0.031844 | -135.1903 | 120.8974
Line7_8_9 | 0 | 0 | 0 | 0 | 0 | 0 | 0 | 0 | 0 | 0 | 0 | 0 | 5.4461e-13 | -2.359e-10 | -6.5833e-10 | -5.446e-13 | 2.359e-10 | 6.5833e-10 | -1.8395e-12 | 7.669e-10 | -3.7615e-11 | 1.8395e-12 | -7.669e-10 | 3.7615e-11 | 0 | 0 | 0 | 0 | 0 | 0 | 0.95016 | 0.84024 | 0.68948 | 0.95016 | 0.84024 | 0.68948 | 0.031844 | -135.1903 | 120.8974 | 0.031844 | -135.1903 | 120.8974
Line8_8_10 | 0 | 0 | 0 | 0 | 0 | 0 | 0 | 0 | 0 | 0 | 0 | 0 | 5.446e-13 | -2.359e-10 | -6.5833e-10 | -5.446e-13 | 2.359e-10 | 6.5833e-10 | -1.8395e-12 | 7.669e-10 | -3.7615e-11 | 1.8395e-12 | -7.669e-10 | 3.7615e-11 | 0 | 0 | 0 | 0 | 0 | 0 | 0.95016 | 0.84024 | 0.68948 | 0.95016 | 0.84024 | 0.68948 | 0.031844 | -135.1903 | 120.8974 | 0.031844 | -135.1903 | 120.8974
Line9_3_11 | 0.00072696 | 0.0043058 | 0.0036435 | 0.00072696 | 0.0043058 | 0.0036435 | 0.00016788 | 0.00099438 | 0.00084142 | 0.00016788 | 0.00099438 | 0.00084142 | -0.00015578 | -0.00082178 | -8.1427e-05 | 0.00015579 | 0.00082213 | 8.1681e-05 | 3.423e-05 | -0.00014619 | -0.00057379 | -3.422e-05 | 0.00014656 | 0.00057406 | -167.5846 | 34.6813 | -140.9829 | 12.4154 | -145.3187 | 39.0171 | 0.95006 | 0.8394 | 0.68877 | 0.95011 | 0.83981 | 0.68912 | 0.022818 | -135.2318 | 120.9402 | 0.027308 | -135.211 | 120.919

## LL_min_10
name | pf_ikss_a_from_ka | pf_ikss_b_from_ka | pf_ikss_c_from_ka | pf_ikss_a_to_ka | pf_ikss_b_to_ka | pf_ikss_c_to_ka | pf_skss_a_from_mw | pf_skss_b_from_mw | pf_skss_c_from_mw | pf_skss_a_to_mw | pf_skss_b_to_mw | pf_skss_c_to_mw | pf_p_a_from_mw | pf_p_b_from_mw | pf_p_c_from_mw | pf_p_a_to_mw | pf_p_b_to_mw | pf_p_c_to_mw | pf_q_a_from_mvar | pf_q_b_from_mvar | pf_q_c_from_mvar | pf_q_a_to_mvar | pf_q_b_to_mvar | pf_q_c_to_mvar | pf_ikss_a_from_degree | pf_ikss_b_from_degree | pf_ikss_c_from_degree | pf_ikss_a_to_degree | pf_ikss_b_to_degree | pf_ikss_c_to_degree | pf_vm_a_from_pu | pf_vm_b_from_pu | pf_vm_c_from_pu | pf_vm_a_to_pu | pf_vm_b_to_pu | pf_vm_c_to_pu | pf_va_a_from_degree | pf_va_b_from_degree | pf_va_c_from_degree | pf_va_a_to_degree | pf_va_b_to_degree | pf_va_c_to_degree
Line0_1_2 | 0.00069285 | 0.0040921 | 0.0034614 | 0.00069285 | 0.0040921 | 0.0034614 | 0.00016001 | 0.00094502 | 0.00079938 | 0.00016001 | 0.00094502 | 0.00079938 | -0.00014078 | -0.00073926 | -7.2203e-05 | 0.00014079 | 0.00073958 | 7.2433e-05 | 3.033e-05 | -0.00013295 | -0.00051632 | -3.032e-05 | 0.00013329 | 0.00051656 | -167.8235 | 34.5522 | -141.0778 | 12.1765 | -145.4478 | 38.9222 | 0.90002 | 0.79482 | 0.65218 | 0.90006 | 0.79522 | 0.65252 | 0.018327 | -135.2526 | 120.9615 | 0.022833 | -135.2318 | 120.9401
Line10_11_12 | 0.0006887 | 0.0040792 | 0.0034517 | 0.0006887 | 0.0040792 | 0.0034517 | 0.00015905 | 0.00094204 | 0.00079714 | 0.00015905 | 0.00094204 | 0.00079714 | -0.00013983 | -0.00073787 | -7.3309e-05 | 0.00013984 | 0.00073819 | 7.3538e-05 | 3.0712e-05 | -0.00013154 | -0.00051522 | -3.0703e-05 | 0.00013187 | 0.00051546 | -167.5846 | 34.6813 | -140.983 | 12.4154 | -145.3187 | 39.017 | 0.9001 | 0.79561 | 0.65285 | 0.90015 | 0.79601 | 0.65319 | 0.027308 | -135.211 | 120.919 | 0.031798 | -135.1903 | 120.8977
Line11_12_13 | 0.0006887 | 0.0040792 | 0.0034517 | 0.0006887 | 0.0040792 | 0.0034517 | 0.00015905 | 0.00094204 | 0.00079714 | 0.00015905 | 0.00094204 | 0.00079714 | -0.00013984 | -0.00073819 | -7.3537e-05 | 0.00013984 | 0.00073851 | 7.3766e-05 | 3.0703e-05 | -0.00013187 | -0.00051546 | -3.0693e-05 | 0.0001322 | 0.0005157 | -167.5846 | 34.6812 | -140.9831 | 12.4154 | -145.3188 | 39.0169 | 0.90015 | 0.79601 | 0.65319 | 0.90019 | 0.7964 | 0.65352 | 0.031798 | -135.1903 | 120.8977 | 0.036287 | -135.1696 | 120.8765
Line12_13_15 | 0 | 0 | 0 | 0 | 0 | 0 | 0 | 0 | 0 | 0 | 0 | 0 | 1.8775e-12 | -6.3282e-10 | -1.7711e-09 | -1.8775e-12 | 6.3282e-10 | 1.7711e-09 | -5.6441e-12 | 2.0632e-09 | -9.8974e-11 | 5.6441e-12 | -2.0632e-09 | 9.8974e-11 | 0 | 0 | 0 | 0 | 0 | 0 | 0.90019 | 0.7964 | 0.65352 | 0.90019 | 0.7964 | 0.65352 | 0.036287 | -135.1696 | 120.8765 | 0.036287 | -135.1696 | 120.8765
Line13_13_14 | 0.0006887 | 0.0040792 | 0.0034517 | 0.0006887 | 0.0040792 | 0.0034517 | 0.00015905 | 0.00094204 | 0.00079714 | 0.00015905 | 0.00094204 | 0.00079714 | -0.00013984 | -0.00073851 | -7.3764e-05 | 0.00013985 | 0.00073883 | 7.3992e-05 | 3.0693e-05 | -0.00013221 | -0.0005157 | -3.0684e-05 | 0.00013254 | 0.00051594 | -167.5846 | 34.681 | -140.9833 | 12.4154 | -145.319 | 39.0167 | 0.90019 | 0.7964 | 0.65352 | 0.90023 | 0.7968 | 0.65386 | 0.036287 | -135.1696 | 120.8765 | 0.040776 | -135.1488 | 120.8553
Line14_15_16 | 0 | 0 | 0 | 0 | 0 | 0 | 0 | 0 | 0 | 0 | 0 | 0 | 1.2516e-12 | -4.2188e-10 | -1.1807e-09 | -1.2516e-12 | 4.2188e-10 | 1.1807e-09 | -3.7627e-12 | 1.3754e-09 | -6.5983e-11 | 3.7627e-12 | -1.3754e-09 | 6.5983e-11 | 0 | 0 | 0 | 0 | 0 | 0 | 0.90019 | 0.7964 | 0.65352 | 0.90019 | 0.7964 | 0.65352 | 0.036287 | -135.1696 | 120.8765 | 0.036287 | -135.1696 | 120.8765
Line15_16_17 | 0 | 0 | 0 | 0 | 0 | 0 | 0 | 0 | 0 | 0 | 0 | 0 | 6.2577e-13 | -2.1094e-10 | -5.9037e-10 | -6.2579e-13 | 2.1094e-10 | 5.9037e-10 | -1.8813e-12 | 6.8772e-10 | -3.2991e-11 | 1.8813e-12 | -6.8772e-10 | 3.2991e-11 | 0 | 0 | 0 | 0 | 0 | 0 | 0.90019 | 0.7964 | 0.65352 | 0.90019 | 0.7964 | 0.65352 | 0.036287 | -135.1696 | 120.8765 | 0.036287 | -135.1696 | 120.8765
Line16_4_18 | 0 | 2.3818 | 2.3818 | 0 | 2.3818 | 2.3818 | 0 | 0.55006 | 0.55006 | 0 | 0.55006 | 0.55006 | 5.0511e-13 | 0.31838 | -0.10054 | -5.0511e-13 | -0.20946 | 0.20946 | -1.2886e-12 | -0.018508 | 0.24543 | 1.2886e-12 | 0.13197 | -0.13197 | 0 | -147.7624 | 32.2376 | 0 | 32.2376 | -147.7624 | 0.90015 | 0.5798 | 0.48218 | 0.90015 | 0.45008 | 0.45008 | 0.024856 | -151.0894 | 144.5135 | 0.024856 | -179.9751 | -179.9751
Line17_5_19 | 0 | 0 | 0 | 0 | 0 | 0 | 0 | 0 | 0 | 0 | 0 | 0 | 5.5927e-14 | -2.1414e-10 | -5.9232e-10 | -5.5927e-14 | 2.1414e-10 | 5.9232e-10 | -9.4999e-13 | 6.9002e-10 | -3.6114e-11 | 9.5001e-13 | -6.9002e-10 | 3.6114e-11 | 0 | 0 | 0 | 0 | 0 | 0 | 0.90002 | 0.79482 | 0.65218 | 0.90002 | 0.79482 | 0.65218 | 0.018327 | -135.2526 | 120.9615 | 0.018327 | -135.2526 | 120.9615
Line1_1_3 | 0.0006887 | 0.0040792 | 0.0034517 | 0.0006887 | 0.0040792 | 0.0034517 | 0.00015905 | 0.00094204 | 0.00079714 | 0.00015905 | 0.00094204 | 0.00079714 | -0.00013981 | -0.00073723 | -7.2853e-05 | 0.00013982 | 0.00073755 | 7.3082e-05 | 3.0731e-05 | -0.00013087 | -0.00051475 | -3.0722e-05 | 0.0001312 | 0.00051498 | -167.5846 | 34.6814 | -140.9829 | 12.4154 | -145.3186 | 39.0171 | 0.90002 | 0.79482 | 0.65218 | 0.90006 | 0.79522 | 0.65252 | 0.018327 | -135.2526 | 120.9615 | 0.022818 | -135.2318 | 120.9402
Line2_1_4 | 0.0014192 | 2.3739 | 2.375 | 0.0014192 | 2.3739 | 2.375 | 0.00032776 | 0.54824 | 0.54848 | 0.00032776 | 0.54824 | 0.54848 | -0.00029123 | 0.42551 | 0.0082297 | 0.00029127 | -0.31731 | 0.10007 | -4.6917e-05 | 0.093905 | 0.35761 | 4.6957e-05 | 0.018806 | -0.2448 | 170.8668 | -147.6976 | 32.2798 | -9.1332 | 32.3024 | -147.7202 | 0.90002 | 0.79482 | 0.65218 | 0.90015 | 0.5798 | 0.48218 | 0.018327 | -135.2526 | 120.9615 | 0.024856 | -151.0894 | 144.5135
Line3_1_5 | 0 | 0 | 0 | 0 | 0 | 0 | 0 | 0 | 0 | 0 | 0 | 0 | 1.119e-13 | -4.2827e-10 | -1.1846e-09 | -1.1191e-13 | 4.2827e-10 | 1.1846e-09 | -1.9e-12 | 1.38e-09 | -7.2228e-11 | 1.9e-12 | -1.38e-09 | 7.2228e-11 | 0 | 0 | 0 | 0 | 0 | 0 | 0.90002 | 0.79482 | 0.65218 | 0.90002 | 0.79482 | 0.65218 | 0.018327 | -135.2526 | 120.9615 | 0.018327 | -135.2526 | 120.9615
Line4_2_6 | 0.00069285 | 0.0040921 | 0.0034614 | 0.00069285 | 0.0040921 | 0.0034614 | 0.00016001 | 0.00094502 | 0.00079938 | 0.00016001 | 0.00094502 | 0.00079938 | -0.00014079 | -0.00073958 | -7.2433e-05 | 0.0001408 | 0.0007399 | 7.2663e-05 | 3.032e-05 | -0.00013329 | -0.00051656 | -3.0311e-05 | 0.00013362 | 0.0005168 | -167.8235 | 34.5522 | -141.0778 | 12.1765 | -145.4478 | 38.9222 | 0.90006 | 0.79522 | 0.65252 | 0.9001 | 0.79562 | 0.65285 | 0.022833 | -135.2318 | 120.9401 | 0.027339 | -135.211 | 120.9187
Line5_6_7 | 0.00069285 | 0.0040921 | 0.0034614 | 0.00069285 | 0.0040921 | 0.0034614 | 0.00016001 | 0.00094502 | 0.00079938 | 0.00016001 | 0.00094502 | 0.00079938 | -0.0001408 | -0.0007399 | -7.2662e-05 | 0.00014081 | 0.00074023 | 7.2892e-05 | 3.0311e-05 | -0.00013362 | -0.0005168 | -3.0301e-05 | 0.00013396 | 0.00051704 | -167.8235 | 34.5521 | -141.0779 | 12.1765 | -145.4479 | 38.9221 | 0.9001 | 0.79562 | 0.65285 | 0.90015 | 0.79601 | 0.65319 | 0.027339 | -135.211 | 120.9187 | 0.031844 | -135.1903 | 120.8974
Line6_7_8 | 0 | 0 | 0 | 0 | 0 | 0 | 0 | 0 | 0 | 0 | 0 | 0 | 1.4664e-12 | -6.3518e-10 | -1.7726e-09 | -1.4664e-12 | 6.3518e-10 | 1.7726e-09 | -4.9528e-12 | 2.0649e-09 | -1.0128e-10 | 4.9528e-12 | -2.0649e-09 | 1.0128e-10 | 0 | 0 | 0 | 0 | 0 | 0 | 0.90015 | 0.79601 | 0.65319 | 0.90015 | 0.79601 | 0.65319 | 0.031844 | -135.1903 | 120.8974 | 0.031844 | -135.1903 | 120.8974
Line7_8_9 | 0 | 0 | 0 | 0 | 0 | 0 | 0 | 0 | 0 | 0 | 0 | 0 | 4.888e-13 | -2.1173e-10 | -5.9085e-10 | -4.8882e-13 | 2.1173e-10 | 5.9085e-10 | -1.651e-12 | 6.883e-10 | -3.376e-11 | 1.651e-12 | -6.883e-10 | 3.376e-11 | 0 | 0 | 0 | 0 | 0 | 0 | 0.90015 | 0.79601 | 0.65319 | 0.90015 | 0.79601 | 0.65319 | 0.031844 | -135.1903 | 120.8974 | 0.031844 | -135.1903 | 120.8974
Line8_8_10 | 0 | 0 | 0 | 0 | 0 | 0 | 0 | 0 | 0 | 0 | 0 | 0 | 4.8876e-13 | -2.1173e-10 | -5.9085e-10 | -4.8876e-13 | 2.1173e-10 | 5.9085e-10 | -1.6509e-12 | 6.883e-10 | -3.376e-11 | 1.6509e-12 | -6.883e-10 | 3.376e-11 | 0 | 0 | 0 | 0 | 0 | 0 | 0.90015 | 0.79601 | 0.65319 | 0.90015 | 0.79601 | 0.65319 | 0.031844 | -135.1903 | 120.8974 | 0.031844 | -135.1903 | 120.8974
Line9_3_11 | 0.0006887 | 0.0040792 | 0.0034517 | 0.0006887 | 0.0040792 | 0.0034517 | 0.00015905 | 0.00094204 | 0.00079714 | 0.00015905 | 0.00094204 | 0.00079714 | -0.00013982 | -0.00073755 | -7.3081e-05 | 0.00013983 | 0.00073787 | 7.331e-05 | 3.0722e-05 | -0.0001312 | -0.00051498 | -3.0712e-05 | 0.00013154 | 0.00051522 | -167.5846 | 34.6813 | -140.9829 | 12.4154 | -145.3187 | 39.0171 | 0.90006 | 0.79522 | 0.65252 | 0.9001 | 0.79561 | 0.65285 | 0.022818 | -135.2318 | 120.9402 | 0.027308 | -135.211 | 120.919

## LL_min_fault_6
name | pf_ikss_a_from_ka | pf_ikss_b_from_ka | pf_ikss_c_from_ka | pf_ikss_a_to_ka | pf_ikss_b_to_ka | pf_ikss_c_to_ka | pf_skss_a_from_mw | pf_skss_b_from_mw | pf_skss_c_from_mw | pf_skss_a_to_mw | pf_skss_b_to_mw | pf_skss_c_to_mw | pf_p_a_from_mw | pf_p_b_from_mw | pf_p_c_from_mw | pf_p_a_to_mw | pf_p_b_to_mw | pf_p_c_to_mw | pf_q_a_from_mvar | pf_q_b_from_mvar | pf_q_c_from_mvar | pf_q_a_to_mvar | pf_q_b_to_mvar | pf_q_c_to_mvar | pf_ikss_a_from_degree | pf_ikss_b_from_degree | pf_ikss_c_from_degree | pf_ikss_a_to_degree | pf_ikss_b_to_degree | pf_ikss_c_to_degree | pf_vm_a_from_pu | pf_vm_b_from_pu | pf_vm_c_from_pu | pf_vm_a_to_pu | pf_vm_b_to_pu | pf_vm_c_to_pu | pf_va_a_from_degree | pf_va_b_from_degree | pf_va_c_from_degree | pf_va_a_to_degree | pf_va_b_to_degree | pf_va_c_to_degree
Line0_1_2 | 1.5313e-05 | 9.0441e-05 | 7.6503e-05 | 1.5313e-05 | 9.0441e-05 | 7.6503e-05 | 3.5364e-06 | 2.0886e-05 | 1.7668e-05 | 3.5364e-06 | 2.0886e-05 | 1.7668e-05 | -3.0529e-06 | -1.9323e-05 | -6.1103e-06 | 3.0529e-06 | 1.9324e-05 | 6.1104e-06 | 1.4025e-06 | -4.3332e-06 | -1.553e-05 | -1.4024e-06 | 4.3334e-06 | 1.553e-05 | -155.3261 | 47.0496 | -128.5804 | 24.6739 | -132.9504 | 51.4196 | 0.95 | 0.94814 | 0.9446 | 0.95 | 0.94815 | 0.94461 | 0.00037951 | -120.3111 | 119.9424 | 0.00048425 | -120.3108 | 119.9422
Line10_11_12 | 1.5221e-05 | 9.0156e-05 | 7.6288e-05 | 1.5221e-05 | 9.0156e-05 | 7.6288e-05 | 3.5152e-06 | 2.0821e-05 | 1.7618e-05 | 3.5152e-06 | 2.0821e-05 | 1.7618e-05 | -3.0287e-06 | -1.9273e-05 | -6.119e-06 | 3.0287e-06 | 1.9273e-05 | 6.1191e-06 | 1.4067e-06 | -4.2765e-06 | -1.5477e-05 | -1.4067e-06 | 4.2766e-06 | 1.5477e-05 | -155.0872 | 47.1786 | -128.4856 | 24.9128 | -132.8214 | 51.5144 | 0.95 | 0.94816 | 0.94462 | 0.95 | 0.94817 | 0.94462 | 0.00058802 | -120.3104 | 119.942 | 0.00069228 | -120.3101 | 119.9418
Line11_12_13 | 1.5221e-05 | 9.0156e-05 | 7.6288e-05 | 1.5221e-05 | 9.0156e-05 | 7.6288e-05 | 3.5152e-06 | 2.0821e-05 | 1.7618e-05 | 3.5152e-06 | 2.0821e-05 | 1.7618e-05 | -3.0287e-06 | -1.9273e-05 | -6.1191e-06 | 3.0287e-06 | 1.9273e-05 | 6.1192e-06 | 1.4067e-06 | -4.2767e-06 | -1.5477e-05 | -1.4067e-06 | 4.2768e-06 | 1.5477e-05 | -155.0872 | 47.1786 | -128.4857 | 24.9128 | -132.8214 | 51.5143 | 0.95 | 0.94817 | 0.94462 | 0.95 | 0.94818 | 0.94463 | 0.00069228 | -120.3101 | 119.9418 | 0.00079653 | -120.3097 | 119.9416
Line12_13_15 | 0 | 0 | 0 | 0 | 0 | 0 | 0 | 0 | 0 | 0 | 0 | 0 | 1.4181e-14 | -1.8875e-11 | -5.5767e-11 | -1.4181e-14 | 1.8875e-11 | 5.5767e-11 | -1.3801e-13 | 5.3557e-11 | 1.0068e-11 | 1.3801e-13 | -5.3557e-11 | -1.0068e-11 | 0 | 0 | 0 | 0 | 0 | 0 | 0.95 | 0.94818 | 0.94463 | 0.95 | 0.94818 | 0.94463 | 0.00079653 | -120.3097 | 119.9416 | 0.00079653 | -120.3097 | 119.9416
Line13_13_14 | 1.5221e-05 | 9.0156e-05 | 7.6288e-05 | 1.5221e-05 | 9.0156e-05 | 7.6288e-05 | 3.5152e-06 | 2.0821e-05 | 1.7618e-05 | 3.5152e-06 | 2.0821e-05 | 1.7618e-05 | -3.0287e-06 | -1.9273e-05 | -6.1191e-06 | 3.0287e-06 | 1.9273e-05 | 6.1192e-06 | 1.4067e-06 | -4.2769e-06 | -1.5477e-05 | -1.4067e-06 | 4.2771e-06 | 1.5477e-05 | -155.0872 | 47.1784 | -128.4859 | 24.9128 | -132.8216 | 51.5141 | 0.95 | 0.94818 | 0.94463 | 0.95 | 0.94819 | 0.94464 | 0.00079653 | -120.3097 | 119.9416 | 0.00090079 | -120.3093 | 119.9414
Line14_15_16 | 0 | 0 | 0 | 0 | 0 | 0 | 0 | 0 | 0 | 0 | 0 | 0 | 9.4537e-15 | -1.2584e-11 | -3.7178e-11 | -9.4536e-15 | 1.2584e-11 | 3.7178e-11 | -9.2008e-14 | 3.5704e-11 | 6.7121e-12 | 9.2009e-14 | -3.5704e-11 | -6.7121e-12 | 0 | 0 | 0 | 0 | 0 | 0 | 0.95 | 0.94818 | 0.94463 | 0.95 | 0.94818 | 0.94463 | 0.00079653 | -120.3097 | 119.9416 | 0.00079653 | -120.3097 | 119.9416
Line15_16_17 | 0 | 0 | 0 | 0 | 0 | 0 | 0 | 0 | 0 | 0 | 0 | 0 | 4.7267e-15 | -6.2918e-12 | -1.8589e-11 | -4.7267e-15 | 6.2918e-12 | 1.8589e-11 | -4.6004e-14 | 1.7852e-11 | 3.356e-12 | 4.6004e-14 | -1.7852e-11 | -3.356e-12 | 0 | 0 | 0 | 0 | 0 | 0 | 0.95 | 0.94818 | 0.94463 | 0.95 | 0.94818 | 0.94463 | 0.00079653 | -120.3097 | 119.9416 | 0.00079653 | -120.3097 | 119.9416
Line16_4_18 | 0 | 0.052642 | 0.052642 | 0 | 0.052642 | 0.052642 | 0 | 0.012157 | 0.012157 | 0 | 0.012157 | 0.012157 | 4.9871e-15 | 0.011083 | 0.002879 | -4.9871e-15 | -0.01103 | -0.0028258 | -3.19e-14 | 0.0029191 | 0.011048 | 3.1901e-14 | -0.0028636 | -0.010992 | 0 | -135.265 | 44.735 | 0 | 44.735 | -135.265 | 0.95 | 0.94276 | 0.93909 | 0.95 | 0.93738 | 0.93358 | 0.0005523 | -120.5099 | 120.1288 | 0.0005523 | -120.7112 | 120.3181
Line17_5_19 | 0 | 0 | 0 | 0 | 0 | 0 | 0 | 0 | 0 | 0 | 0 | 0 | -3.5285e-15 | -6.4164e-12 | -1.8706e-11 | 3.5286e-15 | 6.4164e-12 | 1.8706e-11 | -2.1918e-14 | 1.7935e-11 | 3.3076e-12 | 2.192e-14 | -1.7935e-11 | -3.3076e-12 | 0 | 0 | 0 | 0 | 0 | 0 | 0.95 | 0.94814 | 0.9446 | 0.95 | 0.94814 | 0.9446 | 0.00037951 | -120.3111 | 119.9424 | 0.00037951 | -120.3111 | 119.9424
Line1_1_3 | 1.5221e-05 | 9.0156e-05 | 7.6288e-05 | 1.5221e-05 | 9.0156e-05 | 7.6288e-05 | 3.5152e-06 | 2.0821e-05 | 1.7618e-05 | 3.5152e-06 | 2.0821e-05 | 1.7618e-05 | -3.0287e-06 | -1.9272e-05 | -6.1188e-06 | 3.0287e-06 | 1.9272e-05 | 6.1189e-06 | 1.4067e-06 | -4.2761e-06 | -1.5476e-05 | -1.4067e-06 | 4.2763e-06 | 1.5476e-05 | -155.0872 | 47.1788 | -128.4855 | 24.9128 | -132.8212 | 51.5145 | 0.95 | 0.94814 | 0.9446 | 0.95 | 0.94815 | 0.94461 | 0.00037951 | -120.3111 | 119.9424 | 0.00048377 | -120.3108 | 119.9422
Line2_1_4 | 3.1368e-05 | 0.052468 | 0.052491 | 3.1368e-05 | 0.052468 | 0.052491 | 7.244e-06 | 0.012117 | 0.012122 | 7.244e-06 | 0.012117 | 0.012122 | -6.87e-06 | 0.011103 | 0.0029318 | 6.87e-06 | -0.01105 | -0.0028789 | 4.038e-07 | 0.002952 | 0.011069 | -4.0378e-07 | -0.0028969 | -0.011014 | -176.6358 | -135.2002 | 44.7772 | 3.3642 | 44.7998 | -135.2228 | 0.95 | 0.94814 | 0.9446 | 0.95 | 0.94276 | 0.93909 | 0.00037951 | -120.3111 | 119.9424 | 0.0005523 | -120.5099 | 120.1288
Line3_1_5 | 0 | 0 | 0 | 0 | 0 | 0 | 0 | 0 | 0 | 0 | 0 | 0 | -7.0573e-15 | -1.2833e-11 | -3.7412e-11 | 7.0573e-15 | 1.2833e-11 | 3.7412e-11 | -4.3836e-14 | 3.587e-11 | 6.6152e-12 | 4.3837e-14 | -3.587e-11 | -6.6152e-12 | 0 | 0 | 0 | 0 | 0 | 0 | 0.95 | 0.94814 | 0.9446 | 0.95 | 0.94814 | 0.9446 | 0.00037951 | -120.3111 | 119.9424 | 0.00037951 | -120.3111 | 119.9424
Line4_2_6 | 1.5313e-05 | 9.0441e-05 | 7.6503e-05 | 1.5313e-05 | 9.0441e-05 | 7.6503e-05 | 3.5364e-06 | 2.0886e-05 | 1.7668e-05 | 3.5364e-06 | 2.0886e-05 | 1.7668e-05 | -3.0529e-06 | -1.9324e-05 | -6.1104e-06 | 3.0529e-06 | 1.9324e-05 | 6.1105e-06 | 1.4024e-06 | -4.3334e-06 | -1.553e-05 | -1.4024e-06 | 4.3336e-06 | 1.553e-05 | -155.3261 | 47.0495 | -128.5804 | 24.6739 | -132.9505 | 51.4196 | 0.95 | 0.94815 | 0.94461 | 0.95 | 0.94816 | 0.94462 | 0.00048425 | -120.3108 | 119.9422 | 0.00058898 | -120.3104 | 119.942
Line5_6_7 | 1.5313e-05 | 9.0441e-05 | 7.6503e-05 | 1.5313e-05 | 9.0441e-05 | 7.6503e-05 | 3.5364e-06 | 2.0886e-05 | 1.7668e-05 | 3.5364e-06 | 2.0886e-05 | 1.7668e-05 | -3.0529e-06 | -1.9324e-05 | -6.1105e-06 | 3.0529e-06 | 1.9324e-05 | 6.1106e-06 | 1.4024e-06 | -4.3336e-06 | -1.553e-05 | -1.4024e-06 | 4.3337e-06 | 1.553e-05 | -155.3261 | 47.0495 | -128.5805 | 24.6739 | -132.9505 | 51.4195 | 0.95 | 0.94816 | 0.94462 | 0.95 | 0.94817 | 0.94462 | 0.00058898 | -120.3104 | 119.942 | 0.00069371 | -120.3101 | 119.9418
Line6_7_8 | 0 | 0 | 0 | 0 | 0 | 0 | 0 | 0 | 0 | 0 | 0 | 0 | 8.3289e-15 | -1.8967e-11 | -5.5854e-11 | -8.3289e-15 | 1.8967e-11 | 5.5854e-11 | -1.202e-13 | 5.3619e-11 | 1.0033e-11 | 1.202e-13 | -5.3619e-11 | -1.0033e-11 | 0 | 0 | 0 | 0 | 0 | 0 | 0.95 | 0.94817 | 0.94462 | 0.95 | 0.94817 | 0.94462 | 0.00069371 | -120.3101 | 119.9418 | 0.00069371 | -120.3101 | 119.9418
Line7_8_9 | 0 | 0 | 0 | 0 | 0 | 0 | 0 | 0 | 0 | 0 | 0 | 0 | 2.7765e-15 | -6.3225e-12 | -1.8618e-11 | -2.7765e-15 | 6.3225e-12 | 1.8618e-11 | -4.0065e-14 | 1.7873e-11 | 3.3442e-12 | 4.0065e-14 | -1.7873e-11 | -3.3442e-12 | 0 | 0 | 0 | 0 | 0 | 0 | 0.95 | 0.94817 | 0.94462 | 0.95 | 0.94817 | 0.94462 | 0.00069371 | -120.3101 | 119.9418 | 0.00069371 | -120.3101 | 119.9418
Line8_8_10 | 0 | 0 | 0 | 0 | 0 | 0 | 0 | 0 | 0 | 0 | 0 | 0 | 2.7756e-15 | -6.3225e-12 | -1.8618e-11 | -2.7756e-15 | 6.3225e-12 | 1.8618e-11 | -4.0065e-14 | 1.7873e-11 | 3.3442e-12 | 4.0065e-14 | -1.7873e-11 | -3.3442e-12 | 0 | 0 | 0 | 0 | 0 | 0 | 0.95 | 0.94817 | 0.94462 | 0.95 | 0.94817 | 0.94462 | 0.00069371 | -120.3101 | 119.9418 | 0.00069371 | -120.3101 | 119.9418
Line9_3_11 | 1.5221e-05 | 9.0156e-05 | 7.6288e-05 | 1.5221e-05 | 9.0156e-05 | 7.6288e-05 | 3.5152e-06 | 2.0821e-05 | 1.7618e-05 | 3.5152e-06 | 2.0821e-05 | 1.7618e-05 | -3.0287e-06 | -1.9272e-05 | -6.1189e-06 | 3.0287e-06 | 1.9273e-05 | 6.119e-06 | 1.4067e-06 | -4.2763e-06 | -1.5476e-05 | -1.4067e-06 | 4.2765e-06 | 1.5477e-05 | -155.0872 | 47.1787 | -128.4856 | 24.9128 | -132.8213 | 51.5144 | 0.95 | 0.94815 | 0.94461 | 0.95 | 0.94816 | 0.94462 | 0.00048377 | -120.3108 | 119.9422 | 0.00058802 | -120.3104 | 119.942

## LL_min_fault_10
name | pf_ikss_a_from_ka | pf_ikss_b_from_ka | pf_ikss_c_from_ka | pf_ikss_a_to_ka | pf_ikss_b_to_ka | pf_ikss_c_to_ka | pf_skss_a_from_mw | pf_skss_b_from_mw | pf_skss_c_from_mw | pf_skss_a_to_mw | pf_skss_b_to_mw | pf_skss_c_to_mw | pf_p_a_from_mw | pf_p_b_from_mw | pf_p_c_from_mw | pf_p_a_to_mw | pf_p_b_to_mw | pf_p_c_to_mw | pf_q_a_from_mvar | pf_q_b_from_mvar | pf_q_c_from_mvar | pf_q_a_to_mvar | pf_q_b_to_mvar | pf_q_c_to_mvar | pf_ikss_a_from_degree | pf_ikss_b_from_degree | pf_ikss_c_from_degree | pf_ikss_a_to_degree | pf_ikss_b_to_degree | pf_ikss_c_to_degree | pf_vm_a_from_pu | pf_vm_b_from_pu | pf_vm_c_from_pu | pf_vm_a_to_pu | pf_vm_b_to_pu | pf_vm_c_to_pu | pf_va_a_from_degree | pf_va_b_from_degree | pf_va_c_from_degree | pf_va_a_to_degree | pf_va_b_to_degree | pf_va_c_to_degree
Line0_1_2 | 1.4507e-05 | 8.5681e-05 | 7.2477e-05 | 1.4507e-05 | 8.5681e-05 | 7.2477e-05 | 3.3503e-06 | 1.9787e-05 | 1.6738e-05 | 3.3503e-06 | 1.9787e-05 | 1.6738e-05 | -2.74e-06 | -1.7343e-05 | -5.4841e-06 | 2.74e-06 | 1.7343e-05 | 5.4842e-06 | 1.2587e-06 | -3.8891e-06 | -1.3938e-05 | -1.2587e-06 | 3.8892e-06 | 1.3938e-05 | -155.3261 | 47.0496 | -128.5804 | 24.6739 | -132.9504 | 51.4196 | 0.9 | 0.89824 | 0.89488 | 0.9 | 0.89825 | 0.89489 | 0.00037951 | -120.3111 | 119.9424 | 0.00048425 | -120.3108 | 119.9422
Line10_11_12 | 1.442e-05 | 8.5411e-05 | 7.2273e-05 | 1.442e-05 | 8.5411e-05 | 7.2273e-05 | 3.3302e-06 | 1.9725e-05 | 1.6691e-05 | 3.3302e-06 | 1.9725e-05 | 1.6691e-05 | -2.7183e-06 | -1.7297e-05 | -5.4918e-06 | 2.7183e-06 | 1.7297e-05 | 5.4919e-06 | 1.2625e-06 | -3.8382e-06 | -1.389e-05 | -1.2625e-06 | 3.8383e-06 | 1.389e-05 | -155.0872 | 47.1786 | -128.4856 | 24.9128 | -132.8214 | 51.5144 | 0.9 | 0.89826 | 0.8949 | 0.9 | 0.89826 | 0.89491 | 0.00058802 | -120.3104 | 119.942 | 0.00069228 | -120.3101 | 119.9418
Line11_12_13 | 1.442e-05 | 8.5411e-05 | 7.2273e-05 | 1.442e-05 | 8.5411e-05 | 7.2273e-05 | 3.3302e-06 | 1.9725e-05 | 1.6691e-05 | 3.3302e-06 | 1.9725e-05 | 1.6691e-05 | -2.7183e-06 | -1.7297e-05 | -5.4919e-06 | 2.7183e-06 | 1.7298e-05 | 5.492e-06 | 1.2625e-06 | -3.8383e-06 | -1.389e-05 | -1.2625e-06 | 3.8385e-06 | 1.389e-05 | -155.0872 | 47.1786 | -128.4857 | 24.9128 | -132.8214 | 51.5143 | 0.9 | 0.89826 | 0.89491 | 0.9 | 0.89827 | 0.89492 | 0.00069228 | -120.3101 | 119.9418 | 0.00079653 | -120.3097 | 119.9416
Line12_13_15 | 0 | 0 | 0 | 0 | 0 | 0 | 0 | 0 | 0 | 0 | 0 | 0 | 1.2728e-14 | -1.6941e-11 | -5.0052e-11 | -1.2728e-14 | 1.6941e-11 | 5.0052e-11 | -1.2387e-13 | 4.8067e-11 | 9.0362e-12 | 1.2387e-13 | -4.8067e-11 | -9.0362e-12 | 0 | 0 | 0 | 0 | 0 | 0 | 0.9 | 0.89827 | 0.89492 | 0.9 | 0.89827 | 0.89492 | 0.00079653 | -120.3097 | 119.9416 | 0.00079653 | -120.3097 | 119.9416
Line13_13_14 | 1.442e-05 | 8.5411e-05 | 7.2273e-05 | 1.442e-05 | 8.5411e-05 | 7.2273e-05 | 3.3302e-06 | 1.9725e-05 | 1.6691e-05 | 3.3302e-06 | 1.9725e-05 | 1.6691e-05 | -2.7183e-06 | -1.7298e-05 | -5.4919e-06 | 2.7183e-06 | 1.7298e-05 | 5.492e-06 | 1.2625e-06 | -3.8385e-06 | -1.3891e-05 | -1.2625e-06 | 3.8387e-06 | 1.3891e-05 | -155.0872 | 47.1784 | -128.4859 | 24.9128 | -132.8216 | 51.5141 | 0.9 | 0.89827 | 0.89492 | 0.9 | 0.89828 | 0.89492 | 0.00079653 | -120.3097 | 119.9416 | 0.00090079 | -120.3093 | 119.9414
Line14_15_16 | 0 | 0 | 0 | 0 | 0 | 0 | 0 | 0 | 0 | 0 | 0 | 0 | 8.4846e-15 | -1.1294e-11 | -3.3368e-11 | -8.4847e-15 | 1.1294e-11 | 3.3368e-11 | -8.2578e-14 | 3.2045e-11 | 6.0241e-12 | 8.2578e-14 | -3.2045e-11 | -6.0241e-12 | 0 | 0 | 0 | 0 | 0 | 0 | 0.9 | 0.89827 | 0.89492 | 0.9 | 0.89827 | 0.89492 | 0.00079653 | -120.3097 | 119.9416 | 0.00079653 | -120.3097 | 119.9416
Line15_16_17 | 0 | 0 | 0 | 0 | 0 | 0 | 0 | 0 | 0 | 0 | 0 | 0 | 4.2415e-15 | -5.6469e-12 | -1.6684e-11 | -4.2417e-15 | 5.6469e-12 | 1.6684e-11 | -4.1289e-14 | 1.6022e-11 | 3.0121e-12 | 4.1289e-14 | -1.6022e-11 | -3.0121e-12 | 0 | 0 | 0 | 0 | 0 | 0 | 0.9 | 0.89827 | 0.89492 | 0.9 | 0.89827 | 0.89492 | 0.00079653 | -120.3097 | 119.9416 | 0.00079653 | -120.3097 | 119.9416
Line16_4_18 | 0 | 0.049871 | 0.049871 | 0 | 0.049871 | 0.049871 | 0 | 0.011517 | 0.011517 | 0 | 0.011517 | 0.011517 | 4.4759e-15 | 0.0099474 | 0.0025839 | -4.4769e-15 | -0.0098997 | -0.0025362 | -2.8631e-14 | 0.0026199 | 0.0099154 | 2.863e-14 | -0.0025701 | -0.0098657 | 0 | -135.265 | 44.735 | 0 | 44.735 | -135.265 | 0.9 | 0.89314 | 0.88967 | 0.9 | 0.88804 | 0.88445 | 0.0005523 | -120.5099 | 120.1288 | 0.0005523 | -120.7112 | 120.3181
Line17_5_19 | 0 | 0 | 0 | 0 | 0 | 0 | 0 | 0 | 0 | 0 | 0 | 0 | -3.1675e-15 | -5.7587e-12 | -1.6789e-11 | 3.1674e-15 | 5.7587e-12 | 1.6789e-11 | -1.9673e-14 | 1.6097e-11 | 2.9686e-12 | 1.9672e-14 | -1.6097e-11 | -2.9686e-12 | 0 | 0 | 0 | 0 | 0 | 0 | 0.9 | 0.89824 | 0.89488 | 0.9 | 0.89824 | 0.89488 | 0.00037951 | -120.3111 | 119.9424 | 0.00037951 | -120.3111 | 119.9424
Line1_1_3 | 1.442e-05 | 8.5411e-05 | 7.2273e-05 | 1.442e-05 | 8.5411e-05 | 7.2273e-05 | 3.3302e-06 | 1.9725e-05 | 1.6691e-05 | 3.3302e-06 | 1.9725e-05 | 1.6691e-05 | -2.7183e-06 | -1.7297e-05 | -5.4916e-06 | 2.7183e-06 | 1.7297e-05 | 5.4917e-06 | 1.2625e-06 | -3.8378e-06 | -1.389e-05 | -1.2625e-06 | 3.838e-06 | 1.389e-05 | -155.0872 | 47.1788 | -128.4855 | 24.9128 | -132.8212 | 51.5145 | 0.9 | 0.89824 | 0.89488 | 0.9 | 0.89825 | 0.89489 | 0.00037951 | -120.3111 | 119.9424 | 0.00048377 | -120.3108 | 119.9422
Line2_1_4 | 2.9717e-05 | 0.049706 | 0.049729 | 2.9717e-05 | 0.049706 | 0.049729 | 6.8628e-06 | 0.011479 | 0.011484 | 6.8628e-06 | 0.011479 | 0.011484 | -6.1658e-06 | 0.0099649 | 0.0026313 | 6.1659e-06 | -0.0099174 | -0.0025838 | 3.6241e-07 | 0.0026494 | 0.0099346 | -3.6239e-07 | -0.0026 | -0.0098851 | -176.6358 | -135.2002 | 44.7772 | 3.3642 | 44.7998 | -135.2228 | 0.9 | 0.89824 | 0.89488 | 0.9 | 0.89314 | 0.88967 | 0.00037951 | -120.3111 | 119.9424 | 0.0005523 | -120.5099 | 120.1288
Line3_1_5 | 0 | 0 | 0 | 0 | 0 | 0 | 0 | 0 | 0 | 0 | 0 | 0 | -6.3338e-15 | -1.1517e-11 | -3.3577e-11 | 6.3342e-15 | 1.1517e-11 | 3.3577e-11 | -3.9343e-14 | 3.2194e-11 | 5.9372e-12 | 3.9344e-14 | -3.2194e-11 | -5.9372e-12 | 0 | 0 | 0 | 0 | 0 | 0 | 0.9 | 0.89824 | 0.89488 | 0.9 | 0.89824 | 0.89488 | 0.00037951 | -120.3111 | 119.9424 | 0.00037951 | -120.3111 | 119.9424
Line4_2_6 | 1.4507e-05 | 8.5681e-05 | 7.2477e-05 | 1.4507e-05 | 8.5681e-05 | 7.2477e-05 | 3.3503e-06 | 1.9787e-05 | 1.6738e-05 | 3.3503e-06 | 1.9787e-05 | 1.6738e-05 | -2.74e-06 | -1.7343e-05 | -5.4841e-06 | 2.74e-06 | 1.7343e-05 | 5.4842e-06 | 1.2587e-06 | -3.8892e-06 | -1.3938e-05 | -1.2587e-06 | 3.8894e-06 | 1.3939e-05 | -155.3261 | 47.0495 | -128.5804 | 24.6739 | -132.9505 | 51.4196 | 0.9 | 0.89825 | 0.89489 | 0.9 | 0.89826 | 0.8949 | 0.00048425 | -120.3108 | 119.9422 | 0.00058898 | -120.3104 | 119.942
Line5_6_7 | 1.4507e-05 | 8.5681e-05 | 7.2477e-05 | 1.4507e-05 | 8.5681e-05 | 7.2477e-05 | 3.3503e-06 | 1.9787e-05 | 1.6738e-05 | 3.3503e-06 | 1.9787e-05 | 1.6738e-05 | -2.74e-06 | -1.7343e-05 | -5.4842e-06 | 2.74e-06 | 1.7343e-05 | 5.4843e-06 | 1.2587e-06 | -3.8894e-06 | -1.3939e-05 | -1.2587e-06 | 3.8896e-06 | 1.3939e-05 | -155.3261 | 47.0495 | -128.5805 | 24.6739 | -132.9505 | 51.4195 | 0.9 | 0.89826 | 0.8949 | 0.9 | 0.89826 | 0.89491 | 0.00058898 | -120.3104 | 119.942 | 0.00069371 | -120.3101 | 119.9418
Line6_7_8 | 0 | 0 | 0 | 0 | 0 | 0 | 0 | 0 | 0 | 0 | 0 | 0 | 7.4752e-15 | -1.7023e-11 | -5.013e-11 | -7.4754e-15 | 1.7023e-11 | 5.013e-11 | -1.0788e-13 | 4.8123e-11 | 9.0043e-12 | 1.0788e-13 | -4.8123e-11 | -9.0043e-12 | 0 | 0 | 0 | 0 | 0 | 0 | 0.9 | 0.89826 | 0.89491 | 0.9 | 0.89826 | 0.89491 | 0.00069371 | -120.3101 | 119.9418 | 0.00069371 | -120.3101 | 119.9418
Line7_8_9 | 0 | 0 | 0 | 0 | 0 | 0 | 0 | 0 | 0 | 0 | 0 | 0 | 2.4921e-15 | -5.6745e-12 | -1.671e-11 | -2.4922e-15 | 5.6745e-12 | 1.671e-11 | -3.596e-14 | 1.6041e-11 | 3.0014e-12 | 3.5959e-14 | -1.6041e-11 | -3.0014e-12 | 0 | 0 | 0 | 0 | 0 | 0 | 0.9 | 0.89826 | 0.89491 | 0.9 | 0.89826 | 0.89491 | 0.00069371 | -120.3101 | 119.9418 | 0.00069371 | -120.3101 | 119.9418
Line8_8_10 | 0 | 0 | 0 | 0 | 0 | 0 | 0 | 0 | 0 | 0 | 0 | 0 | 2.4908e-15 | -5.6745e-12 | -1.671e-11 | -2.491e-15 | 5.6745e-12 | 1.671e-11 | -3.596e-14 | 1.6041e-11 | 3.0014e-12 | 3.5959e-14 | -1.6041e-11 | -3.0014e-12 | 0 | 0 | 0 | 0 | 0 | 0 | 0.9 | 0.89826 | 0.89491 | 0.9 | 0.89826 | 0.89491 | 0.00069371 | -120.3101 | 119.9418 | 0.00069371 | -120.3101 | 119.9418
Line9_3_11 | 1.442e-05 | 8.5411e-05 | 7.2273e-05 | 1.442e-05 | 8.5411e-05 | 7.2273e-05 | 3.3302e-06 | 1.9725e-05 | 1.6691e-05 | 3.3302e-06 | 1.9725e-05 | 1.6691e-05 | -2.7183e-06 | -1.7297e-05 | -5.4917e-06 | 2.7183e-06 | 1.7297e-05 | 5.4918e-06 | 1.2625e-06 | -3.838e-06 | -1.389e-05 | -1.2625e-06 | 3.8382e-06 | 1.389e-05 | -155.0872 | 47.1787 | -128.4856 | 24.9128 | -132.8213 | 51.5144 | 0.9 | 0.89825 | 0.89489 | 0.9 | 0.89826 | 0.8949 | 0.00048377 | -120.3108 | 119.9422 | 0.00058802 | -120.3104 | 119.942

## LG_max_6
name | pf_ikss_a_from_ka | pf_ikss_b_from_ka | pf_ikss_c_from_ka | pf_ikss_a_to_ka | pf_ikss_b_to_ka | pf_ikss_c_to_ka | pf_skss_a_from_mw | pf_skss_b_from_mw | pf_skss_c_from_mw | pf_skss_a_to_mw | pf_skss_b_to_mw | pf_skss_c_to_mw | pf_p_a_from_mw | pf_p_b_from_mw | pf_p_c_from_mw | pf_p_a_to_mw | pf_p_b_to_mw | pf_p_c_to_mw | pf_q_a_from_mvar | pf_q_b_from_mvar | pf_q_c_from_mvar | pf_q_a_to_mvar | pf_q_b_to_mvar | pf_q_c_to_mvar | pf_ikss_a_from_degree | pf_ikss_b_from_degree | pf_ikss_c_from_degree | pf_ikss_a_to_degree | pf_ikss_b_to_degree | pf_ikss_c_to_degree | 3xI0 | pf_vm_a_from_pu | pf_vm_b_from_pu | pf_vm_c_from_pu | pf_vm_a_to_pu | pf_vm_b_to_pu | pf_vm_c_to_pu | pf_va_a_from_degree | pf_va_b_from_degree | pf_va_c_from_degree | pf_va_a_to_degree | pf_va_b_to_degree | pf_va_c_to_degree
Line0_1_2 | 0.64253 | 0.28419 | 0.31529 | 0.64253 | 0.28419 | 0.31529 | 0.14839 | 0.06563 | 0.072813 | 0.14839 | 0.06563 | 0.072813 | -0.036878 | -0.067918 | 0.085953 | 0.039785 | 0.068569 | -0.086 | -0.073951 | 0.047471 | 0.00611 | 0.079594 | -0.047123 | -0.0050811 | 105.2668 | 87.277 | 127.5679 | -74.7332 | -92.723 | -52.4321 |  | 0.5569 | 1.2626 | 1.1834 | 0.59968 | 1.2677 | 1.1832 | -11.2382 | -127.6747 | 131.634 | -11.2916 | -127.2211 | 130.9492
Line10_11_12 | 0.57824 | 0.25254 | 0.29117 | 0.57824 | 0.25254 | 0.29117 | 0.13354 | 0.058321 | 0.067242 | 0.13354 | 0.058321 | 0.067242 | -0.039851 | -0.058907 | 0.079541 | 0.04222 | 0.059402 | -0.079557 | -0.074656 | 0.044952 | 0.0014773 | 0.079205 | -0.044692 | -0.00059072 | 106.9357 | 90.4598 | 129.293 | -73.0643 | -89.5402 | -50.707 |  | 0.63372 | 1.2706 | 1.1831 | 0.67212 | 1.2746 | 1.1832 | -11.1574 | -126.8871 | 130.357 | -11.1239 | -126.497 | 129.7184
Line11_12_13 | 0.57824 | 0.25254 | 0.29117 | 0.57824 | 0.25254 | 0.29117 | 0.13354 | 0.058321 | 0.067242 | 0.13354 | 0.058321 | 0.067242 | -0.04222 | -0.059402 | 0.079557 | 0.044589 | 0.059896 | -0.079573 | -0.079205 | 0.044692 | 0.00059073 | 0.083754 | -0.044433 | 0.00029586 | 106.9357 | 90.4598 | 129.293 | -73.0643 | -89.5402 | -50.7071 |  | 0.67212 | 1.2746 | 1.1832 | 0.71053 | 1.2788 | 1.1834 | -11.1239 | -126.497 | 129.7184 | -11.094 | -126.1095 | 129.0799
Line12_13_15 | 0 | 0 | 0 | 0 | 0 | 0 | 0 | 0 | 0 | 0 | 0 | 0 | 2.1363e-08 | 5.6886e-08 | -7.554e-08 | -1.3409e-08 | -3.9025e-08 | 4.9724e-08 | 4.557e-08 | -7.0825e-08 | -3.2972e-08 | -3.0907e-08 | 4.6693e-08 | 2.27e-08 | 0 | 0 | 0 | 0 | 0 | 0 |  | 0.71053 | 1.2788 | 1.1834 | 0.71053 | 1.2788 | 1.1834 | -11.094 | -126.1095 | 129.0799 | -11.094 | -126.1095 | 129.0799
Line13_13_14 | 0.57824 | 0.25254 | 0.29117 | 0.57824 | 0.25254 | 0.29117 | 0.13354 | 0.058321 | 0.067242 | 0.13354 | 0.058321 | 0.067242 | -0.044589 | -0.059896 | 0.079573 | 0.046957 | 0.060391 | -0.079589 | -0.083754 | 0.044433 | -0.00029583 | 0.088303 | -0.044174 | 0.0011824 | 106.9357 | 90.4598 | 129.2929 | -73.0643 | -89.5402 | -50.7071 |  | 0.71053 | 1.2788 | 1.1834 | 0.74894 | 1.2829 | 1.1837 | -11.094 | -126.1095 | 129.0799 | -11.0672 | -125.7244 | 128.4418
Line14_15_16 | 0 | 0 | 0 | 0 | 0 | 0 | 0 | 0 | 0 | 0 | 0 | 0 | 1.4242e-08 | 3.7924e-08 | -5.036e-08 | -6.2877e-09 | -2.0063e-08 | 2.4544e-08 | 3.038e-08 | -4.7216e-08 | -2.1981e-08 | -1.5717e-08 | 2.3084e-08 | 1.171e-08 | 0 | 0 | 0 | 0 | 0 | 0 |  | 0.71053 | 1.2788 | 1.1834 | 0.71053 | 1.2788 | 1.1834 | -11.094 | -126.1095 | 129.0799 | -11.094 | -126.1095 | 129.0799
Line15_16_17 | 0 | 0 | 0 | 0 | 0 | 0 | 0 | 0 | 0 | 0 | 0 | 0 | 7.121e-09 | 1.8962e-08 | -2.518e-08 | 8.333e-10 | -1.1005e-09 | -6.3586e-10 | 1.519e-08 | -2.3608e-08 | -1.0991e-08 | -5.2637e-10 | -5.2397e-10 | 7.19e-10 | 0 | 0 | 0 | 0 | 0 | 0 |  | 0.71053 | 1.2788 | 1.1834 | 0.71053 | 1.2788 | 1.1834 | -11.094 | -126.1095 | 129.0799 | -11.094 | -126.1095 | 129.0799
Line16_4_18 | 3.8703 | 0 | 0 | 3.8703 | 0 | 0 | 0.89381 | 0 | 0 | 0.89381 | 0 | 0 | 0.12483 | 3.1916e-08 | -3.3508e-08 | -1.8827e-14 | -7.7975e-10 | -2.0757e-10 | 0.24966 | -2.9188e-08 | -2.0389e-08 | 7.991e-14 | -1.491e-10 | 5.2567e-10 | -75.1859 | 0 | 0 | 104.8141 | 0 | 0 |  | 0.31229 | 1.2461 | 1.1414 | 0 | 1.2233 | 1.0936 | -11.7509 | -124.5126 | 129.233 | 0 | -121.8141 | 127.1725
Line17_5_19 | 0 | 0 | 0 | 0 | 0 | 0 | 0 | 0 | 0 | 0 | 0 | 0 | 5.5075e-09 | 2.4447e-08 | -2.922e-08 | 9.6578e-10 | -1.0277e-09 | -6.726e-10 | 1.5172e-08 | -2.7385e-08 | -1.7614e-08 | -4.1785e-10 | -6.4917e-10 | 9.188e-10 | 0 | 0 | 0 | 0 | 0 | 0 |  | 0.5569 | 1.2626 | 1.1834 | 0.5569 | 1.2626 | 1.1834 | -11.2382 | -127.6747 | 131.634 | -11.2382 | -127.6747 | 131.634
Line1_1_3 | 0.57824 | 0.25254 | 0.29117 | 0.57824 | 0.25254 | 0.29117 | 0.13354 | 0.058321 | 0.067242 | 0.13354 | 0.058321 | 0.067242 | -0.035113 | -0.057919 | 0.07951 | 0.037482 | 0.058413 | -0.079526 | -0.065557 | 0.04547 | 0.0032505 | 0.070106 | -0.045211 | -0.0023639 | 106.9357 | 90.4598 | 129.293 | -73.0643 | -89.5402 | -50.707 |  | 0.5569 | 1.2626 | 1.1834 | 0.59531 | 1.2665 | 1.1832 | -11.2382 | -127.6747 | 131.634 | -11.1952 | -127.2796 | 130.9956
Line2_1_4 | 2.9115 | 0.37295 | 0.28929 | 2.9115 | 0.37295 | 0.28929 | 0.67237 | 0.08613 | 0.066809 | 0.67237 | 0.08613 | 0.066809 | 0.17267 | -0.096791 | 0.078847 | -0.098487 | 0.098082 | -0.076214 | 0.33226 | 0.049572 | 0.0058477 | -0.18544 | -0.043582 | -0.0024492 | -73.7785 | 79.4449 | 127.3925 | 106.2215 | -100.5551 | -52.6076 |  | 0.5569 | 1.2626 | 1.1834 | 0.31229 | 1.2461 | 1.1414 | -11.2382 | -127.6747 | 131.634 | -11.7509 | -124.5126 | 129.233
Line3_1_5 | 0 | 0 | 0 | 0 | 0 | 0 | 0 | 0 | 0 | 0 | 0 | 0 | 1.1015e-08 | 4.8894e-08 | -5.844e-08 | -4.5417e-09 | -2.5475e-08 | 2.8547e-08 | 3.0345e-08 | -5.477e-08 | -3.5228e-08 | -1.559e-08 | 2.6736e-08 | 1.8533e-08 | 0 | 0 | 0 | 0 | 0 | 0 |  | 0.5569 | 1.2626 | 1.1834 | 0.5569 | 1.2626 | 1.1834 | -11.2382 | -127.6747 | 131.634 | -11.2382 | -127.6747 | 131.634
Line4_2_6 | 0.64253 | 0.28419 | 0.31529 | 0.64253 | 0.28419 | 0.31529 | 0.14839 | 0.06563 | 0.072813 | 0.14839 | 0.06563 | 0.072813 | -0.039785 | -0.068569 | 0.086 | 0.042692 | 0.06922 | -0.086047 | -0.079594 | 0.047123 | 0.0050811 | 0.085236 | -0.046774 | -0.0040522 | 105.2668 | 87.277 | 127.5679 | -74.7332 | -92.723 | -52.4321 |  | 0.59968 | 1.2677 | 1.1832 | 0.64245 | 1.2729 | 1.1831 | -11.2916 | -127.2211 | 130.9492 | -11.3379 | -126.7711 | 130.2641
Line5_6_7 | 0.64253 | 0.28419 | 0.31529 | 0.64253 | 0.28419 | 0.31529 | 0.14839 | 0.06563 | 0.072813 | 0.14839 | 0.06563 | 0.072813 | -0.042692 | -0.06922 | 0.086047 | 0.045599 | 0.06987 | -0.086095 | -0.085236 | 0.046774 | 0.0040522 | 0.090879 | -0.046425 | -0.0030233 | 105.2668 | 87.277 | 127.5679 | -74.7332 | -92.723 | -52.4321 |  | 0.64245 | 1.2729 | 1.1831 | 0.68523 | 1.2782 | 1.1831 | -11.3379 | -126.7711 | 130.2641 | -11.3785 | -126.3249 | 129.5791
Line6_7_8 | 0 | 0 | 0 | 0 | 0 | 0 | 0 | 0 | 0 | 0 | 0 | 0 | 2.1154e-08 | 5.9646e-08 | -7.8172e-08 | -1.3238e-08 | -4.0863e-08 | 5.1474e-08 | 4.5924e-08 | -7.3442e-08 | -3.5937e-08 | -3.1136e-08 | 4.8419e-08 | 2.4716e-08 | 0 | 0 | 0 | 0 | 0 | 0 |  | 0.68523 | 1.2782 | 1.1831 | 0.68523 | 1.2782 | 1.1831 | -11.3785 | -126.3249 | 129.5791 | -11.3785 | -126.3249 | 129.5791
Line7_8_9 | 0 | 0 | 0 | 0 | 0 | 0 | 0 | 0 | 0 | 0 | 0 | 0 | 7.0514e-09 | 1.9882e-08 | -2.6057e-08 | 8.6464e-10 | -1.0994e-09 | -6.4105e-10 | 1.5308e-08 | -2.4481e-08 | -1.1979e-08 | -5.2047e-10 | -5.4213e-10 | 7.58e-10 | 0 | 0 | 0 | 0 | 0 | 0 |  | 0.68523 | 1.2782 | 1.1831 | 0.68523 | 1.2782 | 1.1831 | -11.3785 | -126.3249 | 129.5791 | -11.3785 | -126.3249 | 129.5791
Line8_8_10 | 0 | 0 | 0 | 0 | 0 | 0 | 0 | 0 | 0 | 0 | 0 | 0 | 7.0514e-09 | 1.9882e-08 | -2.6057e-08 | 8.6464e-10 | -1.0994e-09 | -6.4105e-10 | 1.5308e-08 | -2.4481e-08 | -1.1979e-08 | -5.2047e-10 | -5.4213e-10 | 7.58e-10 | 0 | 0 | 0 | 0 | 0 | 0 |  | 0.68523 | 1.2782 | 1.1831 | 0.68523 | 1.2782 | 1.1831 | -11.3785 | -126.3249 | 129.5791 | -11.3785 | -126.3249 | 129.5791
Line9_3_11 | 0.57824 | 0.25254 | 0.29117 | 0.57824 | 0.25254 | 0.29117 | 0.13354 | 0.058321 | 0.067242 | 0.13354 | 0.058321 | 0.067242 | -0.037482 | -0.058413 | 0.079526 | 0.039851 | 0.058907 | -0.079541 | -0.070106 | 0.045211 | 0.0023639 | 0.074656 | -0.044952 | -0.0014773 | 106.9357 | 90.4598 | 129.293 | -73.0643 | -89.5402 | -50.707 |  | 0.59531 | 1.2665 | 1.1832 | 0.63372 | 1.2706 | 1.1831 | -11.1952 | -127.2796 | 130.9956 | -11.1574 | -126.8871 | 130.357

## LG_max_10
name | pf_ikss_a_from_ka | pf_ikss_b_from_ka | pf_ikss_c_from_ka | pf_ikss_a_to_ka | pf_ikss_b_to_ka | pf_ikss_c_to_ka | pf_skss_a_from_mw | pf_skss_b_from_mw | pf_skss_c_from_mw | pf_skss_a_to_mw | pf_skss_b_to_mw | pf_skss_c_to_mw | pf_p_a_from_mw | pf_p_b_from_mw | pf_p_c_from_mw | pf_p_a_to_mw | pf_p_b_to_mw | pf_p_c_to_mw | pf_q_a_from_mvar | pf_q_b_from_mvar | pf_q_c_from_mvar | pf_q_a_to_mvar | pf_q_b_to_mvar | pf_q_c_to_mvar | pf_ikss_a_from_degree | pf_ikss_b_from_degree | pf_ikss_c_from_degree | pf_ikss_a_to_degree | pf_ikss_b_to_degree | pf_ikss_c_to_degree | 3xI0 | pf_vm_a_from_pu | pf_vm_b_from_pu | pf_vm_c_from_pu | pf_vm_a_to_pu | pf_vm_b_to_pu | pf_vm_c_to_pu | pf_va_a_from_degree | pf_va_b_from_degree | pf_va_c_from_degree | pf_va_a_to_degree | pf_va_b_to_degree | pf_va_c_to_degree
Line0_1_2 | 0.65842 | 0.29333 | 0.32225 | 0.65842 | 0.29333 | 0.32225 | 0.15206 | 0.067741 | 0.074422 | 0.15206 | 0.067741 | 0.074422 | -0.03882 | -0.073519 | 0.092139 | 0.041865 | 0.074205 | -0.092187 | -0.077709 | 0.051606 | 0.0079306 | 0.083631 | -0.051226 | -0.0068669 | 105.032 | 87.2604 | 126.8777 | -74.968 | -92.7396 | -53.1223 |  | 0.57127 | 1.326 | 1.2426 | 0.61506 | 1.3311 | 1.2422 | -11.5129 | -127.8063 | 131.7971 | -11.56 | -127.3583 | 131.1377
Line10_11_12 | 0.59493 | 0.26187 | 0.29855 | 0.59493 | 0.26187 | 0.29855 | 0.13739 | 0.060476 | 0.068947 | 0.13739 | 0.060476 | 0.068947 | -0.042057 | -0.064117 | 0.085574 | 0.044557 | 0.064644 | -0.085591 | -0.078819 | 0.04896 | 0.0029825 | 0.083633 | -0.048673 | -0.0020599 | 106.6582 | 90.341 | 128.5669 | -73.3418 | -89.659 | -51.4331 |  | 0.65023 | 1.334 | 1.2419 | 0.68971 | 1.338 | 1.2417 | -11.4255 | -127.0241 | 130.563 | -11.3893 | -126.6365 | 129.9456
Line11_12_13 | 0.59493 | 0.26187 | 0.29855 | 0.59493 | 0.26187 | 0.29855 | 0.13739 | 0.060476 | 0.068947 | 0.13739 | 0.060476 | 0.068947 | -0.044557 | -0.064644 | 0.085591 | 0.047058 | 0.065172 | -0.085607 | -0.083633 | 0.048673 | 0.0020599 | 0.088447 | -0.048387 | -0.0011373 | 106.6582 | 90.341 | 128.5669 | -73.3418 | -89.659 | -51.4331 |  | 0.68971 | 1.338 | 1.2417 | 0.72919 | 1.3422 | 1.2417 | -11.3893 | -126.6365 | 129.9456 | -11.357 | -126.2514 | 129.3281
Line12_13_15 | 0 | 0 | 0 | 0 | 0 | 0 | 0 | 0 | 0 | 0 | 0 | 0 | 2.3512e-08 | 6.4523e-08 | -8.5029e-08 | -1.4741e-08 | -4.424e-08 | 5.5975e-08 | 5.0394e-08 | -7.9865e-08 | -3.815e-08 | -3.4175e-08 | 5.2654e-08 | 2.6245e-08 | 0 | 0 | 0 | 0 | 0 | 0 |  | 0.72919 | 1.3422 | 1.2417 | 0.72919 | 1.3422 | 1.2417 | -11.357 | -126.2514 | 129.3281 | -11.357 | -126.2514 | 129.3281
Line13_13_14 | 0.59493 | 0.26187 | 0.29855 | 0.59493 | 0.26187 | 0.29855 | 0.13739 | 0.060476 | 0.068948 | 0.13739 | 0.060476 | 0.068948 | -0.047058 | -0.065172 | 0.085607 | 0.049559 | 0.065699 | -0.085624 | -0.088447 | 0.048387 | 0.0011373 | 0.093261 | -0.048101 | -0.00021473 | 106.6581 | 90.341 | 128.5669 | -73.3419 | -89.659 | -51.4331 |  | 0.72919 | 1.3422 | 1.2417 | 0.76867 | 1.3464 | 1.2419 | -11.357 | -126.2514 | 129.3281 | -11.328 | -125.8686 | 128.7106
Line14_15_16 | 0 | 0 | 0 | 0 | 0 | 0 | 0 | 0 | 0 | 0 | 0 | 0 | 1.5674e-08 | 4.3016e-08 | -5.6686e-08 | -6.9033e-09 | -2.2732e-08 | 2.7632e-08 | 3.3596e-08 | -5.3243e-08 | -2.5434e-08 | -1.7377e-08 | 2.6032e-08 | 1.3529e-08 | 0 | 0 | 0 | 0 | 0 | 0 |  | 0.72919 | 1.3422 | 1.2417 | 0.72919 | 1.3422 | 1.2417 | -11.357 | -126.2514 | 129.3281 | -11.357 | -126.2514 | 129.3281
Line15_16_17 | 0 | 0 | 0 | 0 | 0 | 0 | 0 | 0 | 0 | 0 | 0 | 0 | 7.8372e-09 | 2.1508e-08 | -2.8343e-08 | 9.3384e-10 | -1.2241e-09 | -7.1156e-10 | 1.6798e-08 | -2.6622e-08 | -1.2717e-08 | -5.7916e-10 | -5.8948e-10 | 8.1179e-10 | 0 | 0 | 0 | 0 | 0 | 0 |  | 0.72919 | 1.3422 | 1.2417 | 0.72919 | 1.3422 | 1.2417 | -11.357 | -126.2514 | 129.3281 | -11.357 | -126.2514 | 129.3281
Line16_4_18 | 3.9625 | 0 | 0 | 3.9625 | 0 | 0 | 0.91509 | 0 | 0 | 0.91509 | 0 | 0 | 0.13084 | 3.5515e-08 | -3.7212e-08 | 3.1786e-14 | -8.7798e-10 | -2.4777e-10 | 0.26169 | -3.2595e-08 | -2.2954e-08 | -2.8203e-14 | -1.8912e-10 | 6.0419e-10 | -75.4358 | 0 | 0 | 104.5642 | 0 | 0 |  | 0.31972 | 1.3089 | 1.1987 | 0 | 1.2855 | 1.1494 | -12.0008 | -124.7201 | 129.4742 | 0 | -122.0904 | 127.4885
Line17_5_19 | 0 | 0 | 0 | 0 | 0 | 0 | 0 | 0 | 0 | 0 | 0 | 0 | 6.059e-09 | 2.7441e-08 | -3.2657e-08 | 1.0611e-09 | -1.1482e-09 | -7.5583e-10 | 1.6613e-08 | -3.0698e-08 | -1.9946e-08 | -4.5988e-10 | -7.264e-10 | 1.0247e-09 | 0 | 0 | 0 | 0 | 0 | 0 |  | 0.57127 | 1.326 | 1.2426 | 0.57127 | 1.326 | 1.2426 | -11.5129 | -127.8063 | 131.7971 | -11.5129 | -127.8063 | 131.7971
Line1_1_3 | 0.59493 | 0.26187 | 0.29855 | 0.59493 | 0.26187 | 0.29855 | 0.13739 | 0.060476 | 0.068947 | 0.13739 | 0.060476 | 0.068947 | -0.037055 | -0.063063 | 0.085541 | 0.039556 | 0.06359 | -0.085558 | -0.069191 | 0.049532 | 0.0048276 | 0.074005 | -0.049246 | -0.0039051 | 106.6582 | 90.341 | 128.567 | -73.3418 | -89.659 | -51.433 |  | 0.57127 | 1.326 | 1.2426 | 0.61075 | 1.3299 | 1.2422 | -11.5129 | -127.8063 | 131.7971 | -11.4664 | -127.414 | 131.1803
Line2_1_4 | 2.9942 | 0.38032 | 0.29659 | 2.9942 | 0.38032 | 0.29659 | 0.69148 | 0.087832 | 0.068495 | 0.69148 | 0.087832 | 0.068495 | 0.1819 | -0.10331 | 0.084766 | -0.10347 | 0.10469 | -0.082005 | 0.35065 | 0.053767 | 0.0077 | -0.19537 | -0.047507 | -0.0041076 | -74.0958 | 79.6885 | 126.6067 | 105.9042 | -100.3115 | -53.3933 |  | 0.57127 | 1.326 | 1.2426 | 0.31972 | 1.3089 | 1.1987 | -11.5129 | -127.8063 | 131.7971 | -12.0008 | -124.7201 | 129.4742
Line3_1_5 | 0 | 0 | 0 | 0 | 0 | 0 | 0 | 0 | 0 | 0 | 0 | 0 | 1.2118e-08 | 5.4882e-08 | -6.5314e-08 | -4.9978e-09 | -2.8589e-08 | 3.1901e-08 | 3.3226e-08 | -6.1396e-08 | -3.9893e-08 | -1.7073e-08 | 2.9972e-08 | 2.0971e-08 | 0 | 0 | 0 | 0 | 0 | 0 |  | 0.57127 | 1.326 | 1.2426 | 0.57127 | 1.326 | 1.2426 | -11.5129 | -127.8063 | 131.7971 | -11.5129 | -127.8063 | 131.7971
Line4_2_6 | 0.65842 | 0.29333 | 0.32225 | 0.65842 | 0.29333 | 0.32225 | 0.15206 | 0.067741 | 0.074422 | 0.15206 | 0.067741 | 0.074422 | -0.041865 | -0.074205 | 0.092187 | 0.044909 | 0.074892 | -0.092236 | -0.083631 | 0.051226 | 0.0068669 | 0.089553 | -0.050847 | -0.0058033 | 105.032 | 87.2604 | 126.8777 | -74.968 | -92.7396 | -53.1223 |  | 0.61506 | 1.3311 | 1.2422 | 0.65886 | 1.3363 | 1.2418 | -11.56 | -127.3583 | 131.1377 | -11.6009 | -126.9137 | 130.4779
Line5_6_7 | 0.65842 | 0.29333 | 0.32225 | 0.65842 | 0.29333 | 0.32225 | 0.15206 | 0.067741 | 0.074422 | 0.15206 | 0.067741 | 0.074422 | -0.044909 | -0.074892 | 0.092236 | 0.047954 | 0.075578 | -0.092284 | -0.089553 | 0.050847 | 0.0058033 | 0.095476 | -0.050467 | -0.0047396 | 105.032 | 87.2604 | 126.8777 | -74.968 | -92.7396 | -53.1223 |  | 0.65886 | 1.3363 | 1.2418 | 0.70265 | 1.3416 | 1.2417 | -11.6009 | -126.9137 | 130.4779 | -11.6366 | -126.4726 | 129.8178
Line6_7_8 | 0 | 0 | 0 | 0 | 0 | 0 | 0 | 0 | 0 | 0 | 0 | 0 | 2.3226e-08 | 6.7575e-08 | -8.7874e-08 | -1.4518e-08 | -4.6273e-08 | 5.7865e-08 | 5.0688e-08 | -8.2706e-08 | -4.1481e-08 | -3.4363e-08 | 5.4527e-08 | 2.8508e-08 | 0 | 0 | 0 | 0 | 0 | 0 |  | 0.70265 | 1.3416 | 1.2417 | 0.70265 | 1.3416 | 1.2417 | -11.6366 | -126.4726 | 129.8178 | -11.6366 | -126.4726 | 129.8178
Line7_8_9 | 0 | 0 | 0 | 0 | 0 | 0 | 0 | 0 | 0 | 0 | 0 | 0 | 7.742e-09 | 2.2525e-08 | -2.9291e-08 | 9.6548e-10 | -1.2228e-09 | -7.1825e-10 | 1.6896e-08 | -2.7569e-08 | -1.3827e-08 | -5.7163e-10 | -6.0997e-10 | 8.5394e-10 | 0 | 0 | 0 | 0 | 0 | 0 |  | 0.70265 | 1.3416 | 1.2417 | 0.70265 | 1.3416 | 1.2417 | -11.6366 | -126.4726 | 129.8178 | -11.6366 | -126.4726 | 129.8178
Line8_8_10 | 0 | 0 | 0 | 0 | 0 | 0 | 0 | 0 | 0 | 0 | 0 | 0 | 7.742e-09 | 2.2525e-08 | -2.9291e-08 | 9.6548e-10 | -1.2228e-09 | -7.1825e-10 | 1.6896e-08 | -2.7569e-08 | -1.3827e-08 | -5.7163e-10 | -6.0997e-10 | 8.5394e-10 | 0 | 0 | 0 | 0 | 0 | 0 |  | 0.70265 | 1.3416 | 1.2417 | 0.70265 | 1.3416 | 1.2417 | -11.6366 | -126.4726 | 129.8178 | -11.6366 | -126.4726 | 129.8178
Line9_3_11 | 0.59493 | 0.26187 | 0.29855 | 0.59493 | 0.26187 | 0.29855 | 0.13739 | 0.060476 | 0.068947 | 0.13739 | 0.060476 | 0.068947 | -0.039556 | -0.06359 | 0.085558 | 0.042057 | 0.064117 | -0.085574 | -0.074005 | 0.049246 | 0.0039051 | 0.078819 | -0.04896 | -0.0029825 | 106.6582 | 90.341 | 128.567 | -73.3418 | -89.659 | -51.4331 |  | 0.61075 | 1.3299 | 1.2422 | 0.65023 | 1.334 | 1.2419 | -11.4664 | -127.414 | 131.1803 | -11.4255 | -127.0241 | 130.563

## LG_max_fault_6
name | pf_ikss_a_from_ka | pf_ikss_b_from_ka | pf_ikss_c_from_ka | pf_ikss_a_to_ka | pf_ikss_b_to_ka | pf_ikss_c_to_ka | pf_skss_a_from_mw | pf_skss_b_from_mw | pf_skss_c_from_mw | pf_skss_a_to_mw | pf_skss_b_to_mw | pf_skss_c_to_mw | pf_p_a_from_mw | pf_p_b_from_mw | pf_p_c_from_mw | pf_p_a_to_mw | pf_p_b_to_mw | pf_p_c_to_mw | pf_q_a_from_mvar | pf_q_b_from_mvar | pf_q_c_from_mvar | pf_q_a_to_mvar | pf_q_b_to_mvar | pf_q_c_to_mvar | pf_ikss_a_from_degree | pf_ikss_b_from_degree | pf_ikss_c_from_degree | pf_ikss_a_to_degree | pf_ikss_b_to_degree | pf_ikss_c_to_degree | 3xI0 | pf_vm_a_from_pu | pf_vm_b_from_pu | pf_vm_c_from_pu | pf_vm_a_to_pu | pf_vm_b_to_pu | pf_vm_c_to_pu | pf_va_a_from_degree | pf_va_b_from_degree | pf_va_c_from_degree | pf_va_a_to_degree | pf_va_b_to_degree | pf_va_c_to_degree
Line0_1_2 | 0.12282 | 0.11626 | 0.12004 | 0.12282 | 0.11626 | 0.12004 | 0.028364 | 0.02685 | 0.027722 | 0.028364 | 0.02685 | 0.027722 | -0.0026426 | -0.0018835 | -0.00086711 | 0.0027948 | 0.002022 | 0.0010063 | -0.030583 | -0.029156 | -0.030081 | 0.03088 | 0.02943 | 0.03037 | 94.8777 | -26.2192 | -148.115 | -85.1223 | 153.7808 | 31.885 |  | 1.0823 | 1.0882 | 1.0856 | 1.0932 | 1.0987 | 1.0961 | -0.06086 | -119.9154 | 120.2339 | -0.29382 | -120.1495 | 119.9872
Line10_11_12 | 0.10942 | 0.10358 | 0.10714 | 0.10942 | 0.10358 | 0.10714 | 0.025269 | 0.02392 | 0.024743 | 0.025269 | 0.02392 | 0.024743 | -0.0025592 | -0.0017953 | -0.00091411 | 0.0026802 | 0.0019052 | 0.0010249 | -0.02772 | -0.026416 | -0.027311 | 0.027956 | 0.026633 | 0.027541 | 94.8 | -26.4448 | -148.2889 | -85.2 | 153.5552 | 31.7111 |  | 1.1017 | 1.1069 | 1.1044 | 1.1114 | 1.1163 | 1.1139 | -0.47481 | -120.3329 | 119.7941 | -0.67636 | -120.5364 | 119.5799
Line11_12_13 | 0.10942 | 0.10358 | 0.10714 | 0.10942 | 0.10358 | 0.10714 | 0.025269 | 0.02392 | 0.024743 | 0.025269 | 0.02392 | 0.024743 | -0.0026802 | -0.0019052 | -0.0010249 | 0.0028012 | 0.002015 | 0.0011358 | -0.027956 | -0.026633 | -0.027541 | 0.028191 | 0.026851 | 0.027771 | 94.8 | -26.4448 | -148.2889 | -85.2 | 153.5552 | 31.7111 |  | 1.1114 | 1.1163 | 1.1139 | 1.1211 | 1.1257 | 1.1234 | -0.67636 | -120.5364 | 119.5799 | -0.87441 | -120.7365 | 119.3692
Line12_13_15 | 0 | 0 | 0 | 0 | 0 | 0 | 0 | 0 | 0 | 0 | 0 | 0 | 1.4203e-09 | 1.0893e-09 | 2.1468e-10 | -1.2398e-09 | -1.039e-09 | -4.4552e-10 | 6.8203e-10 | -5.4645e-10 | 3.6699e-10 | -5.2056e-10 | 3.086e-10 | -2.9228e-10 | 0 | 0 | 0 | 0 | 0 | 0 |  | 1.1211 | 1.1257 | 1.1234 | 1.1211 | 1.1257 | 1.1234 | -0.87441 | -120.7365 | 119.3692 | -0.87441 | -120.7365 | 119.3692
Line13_13_14 | 0.10942 | 0.10358 | 0.10714 | 0.10942 | 0.10358 | 0.10714 | 0.025269 | 0.02392 | 0.024743 | 0.025269 | 0.02392 | 0.024743 | -0.0028012 | -0.002015 | -0.0011358 | 0.0029221 | 0.0021248 | 0.0012466 | -0.028191 | -0.026851 | -0.027771 | 0.028427 | 0.027068 | 0.028002 | 94.8 | -26.4448 | -148.2889 | -85.2 | 153.5552 | 31.7111 |  | 1.1211 | 1.1257 | 1.1234 | 1.1309 | 1.1351 | 1.1328 | -0.87441 | -120.7365 | 119.3692 | -1.069 | -120.9333 | 119.162
Line14_15_16 | 0 | 0 | 0 | 0 | 0 | 0 | 0 | 0 | 0 | 0 | 0 | 0 | 9.4684e-10 | 7.2622e-10 | 1.4312e-10 | -7.6638e-10 | -6.7584e-10 | -3.7396e-10 | 4.5469e-10 | -3.643e-10 | 2.4466e-10 | -2.9322e-10 | 1.2644e-10 | -1.6995e-10 | 0 | 0 | 0 | 0 | 0 | 0 |  | 1.1211 | 1.1257 | 1.1234 | 1.1211 | 1.1257 | 1.1234 | -0.87441 | -120.7365 | 119.3692 | -0.87441 | -120.7365 | 119.3692
Line15_16_17 | 0 | 0 | 0 | 0 | 0 | 0 | 0 | 0 | 0 | 0 | 0 | 0 | 4.7342e-10 | 3.6311e-10 | 7.156e-11 | -2.9296e-10 | -3.1273e-10 | -3.024e-10 | 2.2734e-10 | -1.8215e-10 | 1.2233e-10 | -6.5871e-11 | -5.5707e-11 | -4.7615e-11 | 0 | 0 | 0 | 0 | 0 | 0 |  | 1.1211 | 1.1257 | 1.1234 | 1.1211 | 1.1257 | 1.1234 | -0.87441 | -120.7365 | 119.3692 | -0.87441 | -120.7365 | 119.3692
Line16_4_18 | 0.035605 | 0 | 0 | 0.035605 | 0 | 0 | 0.0082226 | 0 | 0 | 0.0082226 | 0 | 0 | 0.0063491 | 3.2827e-10 | -1.4861e-10 | -0.0063385 | -2.0202e-10 | -1.9402e-10 | 0.0063596 | -3.2459e-10 | 4.8015e-11 | -0.0063385 | 9.9798e-13 | 3.9453e-12 | -45.265 | 0 | 0 | 134.735 | 0 | 0 |  | 1.0929 | 1.1005 | 1.0983 | 1.0902 | 1.1001 | 1.0982 | -0.2174 | -120.0065 | 120.0828 | -0.26502 | -119.9865 | 120.0535
Line17_5_19 | 0 | 0 | 0 | 0 | 0 | 0 | 0 | 0 | 0 | 0 | 0 | 0 | 3.2235e-10 | 2.4035e-10 | -1.409e-10 | -1.28e-10 | -1.5223e-10 | -1.4156e-10 | 2.1703e-10 | -2.8207e-10 | 4.3689e-11 | -4.4259e-12 | 6.1857e-12 | 1.7059e-11 | 0 | 0 | 0 | 0 | 0 | 0 |  | 1.0823 | 1.0882 | 1.0856 | 1.0823 | 1.0882 | 1.0856 | -0.06086 | -119.9154 | 120.2339 | -0.06086 | -119.9154 | 120.2339
Line1_1_3 | 0.10942 | 0.10358 | 0.10714 | 0.10942 | 0.10358 | 0.10714 | 0.025269 | 0.02392 | 0.024743 | 0.025269 | 0.02392 | 0.024743 | -0.0023173 | -0.0015757 | -0.00069244 | 0.0024383 | 0.0016855 | 0.00080328 | -0.027249 | -0.025981 | -0.026851 | 0.027485 | 0.026198 | 0.027081 | 94.8 | -26.4448 | -148.2889 | -85.2 | 153.5552 | 31.7111 |  | 1.0823 | 1.0882 | 1.0856 | 1.092 | 1.0975 | 1.095 | -0.06086 | -119.9154 | 120.2339 | -0.26968 | -120.1259 | 120.0121
Line2_1_4 | 0.11129 | 0.13196 | 0.13476 | 0.11129 | 0.13196 | 0.13476 | 0.025701 | 0.030476 | 0.031121 | 0.025701 | 0.030476 | 0.031121 | -0.0047296 | -0.010094 | -0.0088929 | 0.0048517 | 0.01026 | 0.0090842 | -0.02741 | -0.031589 | -0.032592 | 0.027666 | 0.031931 | 0.032951 | 99.7291 | -12.194 | -134.5042 | -80.2709 | 167.806 | 45.4958 |  | 1.0823 | 1.0882 | 1.0856 | 1.0929 | 1.1005 | 1.0983 | -0.06086 | -119.9154 | 120.2339 | -0.2174 | -120.0065 | 120.0828
Line3_1_5 | 0 | 0 | 0 | 0 | 0 | 0 | 0 | 0 | 0 | 0 | 0 | 0 | 6.447e-10 | 4.807e-10 | -2.8181e-10 | -4.5035e-10 | -3.9258e-10 | -6.6042e-13 | 4.3406e-10 | -5.6415e-10 | 8.7378e-11 | -2.2145e-10 | 2.8826e-10 | -2.6629e-11 | 0 | 0 | 0 | 0 | 0 | 0 |  | 1.0823 | 1.0882 | 1.0856 | 1.0823 | 1.0882 | 1.0856 | -0.06086 | -119.9154 | 120.2339 | -0.06086 | -119.9154 | 120.2339
Line4_2_6 | 0.12282 | 0.11626 | 0.12004 | 0.12282 | 0.11626 | 0.12004 | 0.028364 | 0.02685 | 0.027722 | 0.028364 | 0.02685 | 0.027722 | -0.0027948 | -0.002022 | -0.0010063 | 0.002947 | 0.0021604 | 0.0011456 | -0.03088 | -0.02943 | -0.03037 | 0.031176 | 0.029704 | 0.030659 | 94.8777 | -26.2192 | -148.115 | -85.1223 | 153.7808 | 31.885 |  | 1.0932 | 1.0987 | 1.0961 | 1.1041 | 1.1092 | 1.1067 | -0.29382 | -120.1495 | 119.9872 | -0.52217 | -120.3792 | 119.7452
Line5_6_7 | 0.12282 | 0.11626 | 0.12004 | 0.12282 | 0.11626 | 0.12004 | 0.028364 | 0.02685 | 0.027722 | 0.028364 | 0.02685 | 0.027722 | -0.002947 | -0.0021604 | -0.0011456 | 0.0030992 | 0.0022989 | 0.0012848 | -0.031176 | -0.029704 | -0.030659 | 0.031473 | 0.029978 | 0.030949 | 94.8777 | -26.2192 | -148.115 | -85.1223 | 153.7808 | 31.885 |  | 1.1041 | 1.1092 | 1.1067 | 1.115 | 1.1198 | 1.1174 | -0.52217 | -120.3792 | 119.7452 | -0.74605 | -120.6046 | 119.5078
Line6_7_8 | 0 | 0 | 0 | 0 | 0 | 0 | 0 | 0 | 0 | 0 | 0 | 0 | 1.3532e-09 | 1.0262e-09 | 1.0735e-10 | -1.1682e-09 | -9.7081e-10 | -3.4772e-10 | 6.7705e-10 | -6.015e-10 | 3.3403e-10 | -5.0726e-10 | 3.5551e-10 | -2.5964e-10 | 0 | 0 | 0 | 0 | 0 | 0 |  | 1.115 | 1.1198 | 1.1174 | 1.115 | 1.1198 | 1.1174 | -0.74605 | -120.6046 | 119.5078 | -0.74605 | -120.6046 | 119.5078
Line7_8_9 | 0 | 0 | 0 | 0 | 0 | 0 | 0 | 0 | 0 | 0 | 0 | 0 | 4.5105e-10 | 3.4207e-10 | 3.5783e-11 | -2.6608e-10 | -2.8667e-10 | -2.7615e-10 | 2.2568e-10 | -2.005e-10 | 1.1134e-10 | -5.5894e-11 | -4.5491e-11 | -3.6958e-11 | 0 | 0 | 0 | 0 | 0 | 0 |  | 1.115 | 1.1198 | 1.1174 | 1.115 | 1.1198 | 1.1174 | -0.74605 | -120.6046 | 119.5078 | -0.74605 | -120.6046 | 119.5078
Line8_8_10 | 0 | 0 | 0 | 0 | 0 | 0 | 0 | 0 | 0 | 0 | 0 | 0 | 4.5105e-10 | 3.4207e-10 | 3.5783e-11 | -2.6608e-10 | -2.8667e-10 | -2.7615e-10 | 2.2568e-10 | -2.005e-10 | 1.1134e-10 | -5.5894e-11 | -4.5491e-11 | -3.6958e-11 | 0 | 0 | 0 | 0 | 0 | 0 |  | 1.115 | 1.1198 | 1.1174 | 1.115 | 1.1198 | 1.1174 | -0.74605 | -120.6046 | 119.5078 | -0.74605 | -120.6046 | 119.5078
Line9_3_11 | 0.10942 | 0.10358 | 0.10714 | 0.10942 | 0.10358 | 0.10714 | 0.025269 | 0.02392 | 0.024743 | 0.025269 | 0.02392 | 0.024743 | -0.0024383 | -0.0016855 | -0.00080328 | 0.0025592 | 0.0017953 | 0.00091411 | -0.027485 | -0.026198 | -0.027081 | 0.02772 | 0.026416 | 0.027311 | 94.8 | -26.4448 | -148.2889 | -85.2 | 153.5552 | 31.7111 |  | 1.092 | 1.0975 | 1.095 | 1.1017 | 1.1069 | 1.1044 | -0.26968 | -120.1259 | 120.0121 | -0.47481 | -120.3329 | 119.7941

## LG_max_fault_10
name | pf_ikss_a_from_ka | pf_ikss_b_from_ka | pf_ikss_c_from_ka | pf_ikss_a_to_ka | pf_ikss_b_to_ka | pf_ikss_c_to_ka | pf_skss_a_from_mw | pf_skss_b_from_mw | pf_skss_c_from_mw | pf_skss_a_to_mw | pf_skss_b_to_mw | pf_skss_c_to_mw | pf_p_a_from_mw | pf_p_b_from_mw | pf_p_c_from_mw | pf_p_a_to_mw | pf_p_b_to_mw | pf_p_c_to_mw | pf_q_a_from_mvar | pf_q_b_from_mvar | pf_q_c_from_mvar | pf_q_a_to_mvar | pf_q_b_to_mvar | pf_q_c_to_mvar | pf_ikss_a_from_degree | pf_ikss_b_from_degree | pf_ikss_c_from_degree | pf_ikss_a_to_degree | pf_ikss_b_to_degree | pf_ikss_c_to_degree | 3xI0 | pf_vm_a_from_pu | pf_vm_b_from_pu | pf_vm_c_from_pu | pf_vm_a_to_pu | pf_vm_b_to_pu | pf_vm_c_to_pu | pf_va_a_from_degree | pf_va_b_from_degree | pf_va_c_from_degree | pf_va_a_to_degree | pf_va_b_to_degree | pf_va_c_to_degree
Line0_1_2 | 0.12385 | 0.11696 | 0.12091 | 0.12385 | 0.11696 | 0.12091 | 0.028603 | 0.02701 | 0.027923 | 0.028603 | 0.02701 | 0.027923 | -0.0028595 | -0.0020256 | -0.00090702 | 0.0030142 | 0.0021659 | 0.0010481 | -0.032305 | -0.030733 | -0.031748 | 0.032607 | 0.03101 | 0.032042 | 94.9872 | -26.1478 | -148.1273 | -85.0128 | 153.8522 | 31.8727 |  | 1.1339 | 1.1403 | 1.1375 | 1.1448 | 1.1509 | 1.1481 | -0.071109 | -119.9186 | 120.2363 | -0.29437 | -120.1431 | 119.9993
Line10_11_12 | 0.11079 | 0.10462 | 0.10836 | 0.11079 | 0.10462 | 0.10836 | 0.025586 | 0.024161 | 0.025025 | 0.025586 | 0.024161 | 0.025025 | -0.0027689 | -0.0019289 | -0.000954 | 0.0028929 | 0.0020411 | 0.0010672 | -0.029384 | -0.027942 | -0.028927 | 0.029626 | 0.028164 | 0.029162 | 94.9136 | -26.3715 | -148.299 | -85.0864 | 153.6285 | 31.701 |  | 1.1535 | 1.1592 | 1.1565 | 1.1634 | 1.1687 | 1.1661 | -0.46949 | -120.3205 | 119.8121 | -0.66363 | -120.5166 | 119.6052
Line11_12_13 | 0.11079 | 0.10462 | 0.10836 | 0.11079 | 0.10462 | 0.10836 | 0.025586 | 0.024161 | 0.025025 | 0.025586 | 0.024161 | 0.025025 | -0.0028929 | -0.0020411 | -0.0010672 | 0.003017 | 0.0021533 | 0.0011804 | -0.029626 | -0.028164 | -0.029162 | 0.029867 | 0.028386 | 0.029398 | 94.9136 | -26.3715 | -148.299 | -85.0864 | 153.6285 | 31.701 |  | 1.1634 | 1.1687 | 1.1661 | 1.1732 | 1.1782 | 1.1757 | -0.66363 | -120.5166 | 119.6052 | -0.8545 | -120.7095 | 119.4016
Line12_13_15 | 0 | 0 | 0 | 0 | 0 | 0 | 0 | 0 | 0 | 0 | 0 | 0 | 1.5697e-09 | 1.1912e-09 | 1.8071e-10 | -1.362e-09 | -1.1326e-09 | -4.4703e-10 | 7.7135e-10 | -6.4582e-10 | 4.0521e-10 | -5.848e-10 | 3.717e-10 | -3.1966e-10 | 0 | 0 | 0 | 0 | 0 | 0 |  | 1.1732 | 1.1782 | 1.1757 | 1.1732 | 1.1782 | 1.1757 | -0.8545 | -120.7095 | 119.4016 | -0.8545 | -120.7095 | 119.4016
Line13_13_14 | 0.11079 | 0.10462 | 0.10836 | 0.11079 | 0.10462 | 0.10836 | 0.025586 | 0.024161 | 0.025025 | 0.025586 | 0.024161 | 0.025025 | -0.003017 | -0.0021533 | -0.0011804 | 0.003141 | 0.0022655 | 0.0012936 | -0.029867 | -0.028386 | -0.029398 | 0.030108 | 0.028608 | 0.029633 | 94.9136 | -26.3715 | -148.299 | -85.0864 | 153.6285 | 31.701 |  | 1.1732 | 1.1782 | 1.1757 | 1.1831 | 1.1878 | 1.1853 | -0.8545 | -120.7095 | 119.4016 | -1.0422 | -120.8993 | 119.2014
Line14_15_16 | 0 | 0 | 0 | 0 | 0 | 0 | 0 | 0 | 0 | 0 | 0 | 0 | 1.0465e-09 | 7.9415e-10 | 1.2047e-10 | -8.388e-10 | -7.3548e-10 | -3.8679e-10 | 5.1423e-10 | -4.3055e-10 | 2.7014e-10 | -3.2769e-10 | 1.5643e-10 | -1.8459e-10 | 0 | 0 | 0 | 0 | 0 | 0 |  | 1.1732 | 1.1782 | 1.1757 | 1.1732 | 1.1782 | 1.1757 | -0.8545 | -120.7095 | 119.4016 | -0.8545 | -120.7095 | 119.4016
Line15_16_17 | 0 | 0 | 0 | 0 | 0 | 0 | 0 | 0 | 0 | 0 | 0 | 0 | 5.2323e-10 | 3.9708e-10 | 6.0238e-11 | -3.1558e-10 | -3.3841e-10 | -3.2655e-10 | 2.5712e-10 | -2.1527e-10 | 1.3507e-10 | -7.0571e-11 | -5.8846e-11 | -4.9523e-11 | 0 | 0 | 0 | 0 | 0 | 0 |  | 1.1732 | 1.1782 | 1.1757 | 1.1732 | 1.1782 | 1.1757 | -0.8545 | -120.7095 | 119.4016 | -0.8545 | -120.7095 | 119.4016
Line16_4_18 | 0.037283 | 0 | 0 | 0.037283 | 0 | 0 | 0.0086101 | 0 | 0 | 0.0086101 | 0 | 0 | 0.0069616 | 3.6301e-10 | -1.781e-10 | -0.00695 | -2.2055e-10 | -2.1125e-10 | 0.0069732 | -3.6934e-10 | 5.5466e-11 | -0.00695 | 1.0125e-12 | 4.6998e-12 | -45.2731 | 0 | 0 | 134.7269 | 0 | 0 |  | 1.1444 | 1.1527 | 1.1502 | 1.1415 | 1.1522 | 1.1501 | -0.22546 | -120.0075 | 120.0874 | -0.27309 | -119.9875 | 120.0581
Line17_5_19 | 0 | 0 | 0 | 0 | 0 | 0 | 0 | 0 | 0 | 0 | 0 | 0 | 3.6351e-10 | 2.69e-10 | -1.6694e-10 | -1.4076e-10 | -1.6851e-10 | -1.563e-10 | 2.4869e-10 | -3.2247e-10 | 5.097e-11 | -5.6757e-12 | 6.5315e-12 | 1.8922e-11 | 0 | 0 | 0 | 0 | 0 | 0 |  | 1.1339 | 1.1403 | 1.1375 | 1.1339 | 1.1403 | 1.1375 | -0.071109 | -119.9186 | 120.2363 | -0.071109 | -119.9186 | 120.2363
Line1_1_3 | 0.11079 | 0.10462 | 0.10836 | 0.11079 | 0.10462 | 0.10836 | 0.025586 | 0.024161 | 0.025025 | 0.025586 | 0.024161 | 0.025025 | -0.0025208 | -0.0017045 | -0.00072758 | 0.0026449 | 0.0018167 | 0.00084079 | -0.028902 | -0.027498 | -0.028455 | 0.029143 | 0.02772 | 0.028691 | 94.9136 | -26.3715 | -148.299 | -85.0864 | 153.6285 | 31.701 |  | 1.1339 | 1.1403 | 1.1375 | 1.1437 | 1.1498 | 1.147 | -0.071109 | -119.9186 | 120.2363 | -0.27201 | -120.1212 | 120.0224
Line2_1_4 | 0.11047 | 0.13209 | 0.13503 | 0.11047 | 0.13209 | 0.13503 | 0.025512 | 0.030504 | 0.031185 | 0.025512 | 0.030504 | 0.031185 | -0.0045675 | -0.010461 | -0.0091474 | 0.0046876 | 0.010626 | 0.00934 | -0.028564 | -0.033174 | -0.034272 | 0.028817 | 0.033517 | 0.034632 | 99.0138 | -12.4166 | -134.8194 | -80.9862 | 167.5834 | 45.1806 |  | 1.1339 | 1.1403 | 1.1375 | 1.1444 | 1.1527 | 1.1502 | -0.071109 | -119.9186 | 120.2363 | -0.22546 | -120.0075 | 120.0874
Line3_1_5 | 0 | 0 | 0 | 0 | 0 | 0 | 0 | 0 | 0 | 0 | 0 | 0 | 7.2702e-10 | 5.38e-10 | -3.3388e-10 | -5.0427e-10 | -4.3751e-10 | 1.0638e-11 | 4.9739e-10 | -6.4494e-10 | 1.0194e-10 | -2.5437e-10 | 3.29e-10 | -3.2049e-11 | 0 | 0 | 0 | 0 | 0 | 0 |  | 1.1339 | 1.1403 | 1.1375 | 1.1339 | 1.1403 | 1.1375 | -0.071109 | -119.9186 | 120.2363 | -0.071109 | -119.9186 | 120.2363
Line4_2_6 | 0.12385 | 0.11696 | 0.12091 | 0.12385 | 0.11696 | 0.12091 | 0.028603 | 0.02701 | 0.027923 | 0.028603 | 0.02701 | 0.027923 | -0.0030142 | -0.0021659 | -0.0010481 | 0.003169 | 0.0023062 | 0.0011891 | -0.032607 | -0.03101 | -0.032042 | 0.032908 | 0.031288 | 0.032335 | 94.9872 | -26.1478 | -148.1273 | -85.0128 | 153.8522 | 31.8727 |  | 1.1448 | 1.1509 | 1.1481 | 1.1559 | 1.1615 | 1.1588 | -0.29437 | -120.1431 | 119.9993 | -0.51338 | -120.3634 | 119.7666
Line5_6_7 | 0.12385 | 0.11696 | 0.12091 | 0.12385 | 0.11696 | 0.12091 | 0.028603 | 0.02701 | 0.027923 | 0.028603 | 0.02701 | 0.027923 | -0.003169 | -0.0023062 | -0.0011891 | 0.0033238 | 0.0024465 | 0.0013302 | -0.032908 | -0.031288 | -0.032335 | 0.03321 | 0.031565 | 0.032629 | 94.9872 | -26.1478 | -148.1273 | -85.0128 | 153.8522 | 31.8727 |  | 1.1559 | 1.1615 | 1.1588 | 1.1669 | 1.1721 | 1.1695 | -0.51338 | -120.3634 | 119.7666 | -0.72825 | -120.5797 | 119.5382
Line6_7_8 | 0 | 0 | 0 | 0 | 0 | 0 | 0 | 0 | 0 | 0 | 0 | 0 | 1.4972e-09 | 1.124e-09 | 6.3617e-11 | -1.2846e-09 | -1.0596e-09 | -3.406e-10 | 7.6727e-10 | -7.0595e-10 | 3.691e-10 | -5.7133e-10 | 4.228e-10 | -2.8408e-10 | 0 | 0 | 0 | 0 | 0 | 0 |  | 1.1669 | 1.1721 | 1.1695 | 1.1669 | 1.1721 | 1.1695 | -0.72825 | -120.5797 | 119.5382 | -0.72825 | -120.5797 | 119.5382
Line7_8_9 | 0 | 0 | 0 | 0 | 0 | 0 | 0 | 0 | 0 | 0 | 0 | 0 | 4.9907e-10 | 3.7468e-10 | 2.1206e-11 | -2.8651e-10 | -3.1025e-10 | -2.9819e-10 | 2.5576e-10 | -2.3532e-10 | 1.2303e-10 | -5.9819e-11 | -4.7835e-11 | -3.8015e-11 | 0 | 0 | 0 | 0 | 0 | 0 |  | 1.1669 | 1.1721 | 1.1695 | 1.1669 | 1.1721 | 1.1695 | -0.72825 | -120.5797 | 119.5382 | -0.72825 | -120.5797 | 119.5382
Line8_8_10 | 0 | 0 | 0 | 0 | 0 | 0 | 0 | 0 | 0 | 0 | 0 | 0 | 4.9907e-10 | 3.7468e-10 | 2.1206e-11 | -2.8651e-10 | -3.1025e-10 | -2.9819e-10 | 2.5576e-10 | -2.3532e-10 | 1.2303e-10 | -5.9819e-11 | -4.7835e-11 | -3.8015e-11 | 0 | 0 | 0 | 0 | 0 | 0 |  | 1.1669 | 1.1721 | 1.1695 | 1.1669 | 1.1721 | 1.1695 | -0.72825 | -120.5797 | 119.5382 | -0.72825 | -120.5797 | 119.5382
Line9_3_11 | 0.11079 | 0.10462 | 0.10836 | 0.11079 | 0.10462 | 0.10836 | 0.025586 | 0.024161 | 0.025025 | 0.025586 | 0.024161 | 0.025025 | -0.0026449 | -0.0018167 | -0.00084079 | 0.0027689 | 0.0019289 | 0.000954 | -0.029143 | -0.02772 | -0.028691 | 0.029384 | 0.027942 | 0.028927 | 94.9136 | -26.3715 | -148.299 | -85.0864 | 153.6285 | 31.701 |  | 1.1437 | 1.1498 | 1.147 | 1.1535 | 1.1592 | 1.1565 | -0.27201 | -120.1212 | 120.0224 | -0.46949 | -120.3205 | 119.8121

## LG_min_6
name | pf_ikss_a_from_ka | pf_ikss_b_from_ka | pf_ikss_c_from_ka | pf_ikss_a_to_ka | pf_ikss_b_to_ka | pf_ikss_c_to_ka | pf_skss_a_from_mw | pf_skss_b_from_mw | pf_skss_c_from_mw | pf_skss_a_to_mw | pf_skss_b_to_mw | pf_skss_c_to_mw | pf_p_a_from_mw | pf_p_b_from_mw | pf_p_c_from_mw | pf_p_a_to_mw | pf_p_b_to_mw | pf_p_c_to_mw | pf_q_a_from_mvar | pf_q_b_from_mvar | pf_q_c_from_mvar | pf_q_a_to_mvar | pf_q_b_to_mvar | pf_q_c_to_mvar | pf_ikss_a_from_degree | pf_ikss_b_from_degree | pf_ikss_c_from_degree | pf_ikss_a_to_degree | pf_ikss_b_to_degree | pf_ikss_c_to_degree | 3xI0 | pf_vm_a_from_pu | pf_vm_b_from_pu | pf_vm_c_from_pu | pf_vm_a_to_pu | pf_vm_b_to_pu | pf_vm_c_to_pu | pf_va_a_from_degree | pf_va_b_from_degree | pf_va_c_from_degree | pf_va_a_to_degree | pf_va_b_to_degree | pf_va_c_to_degree
Line0_1_2 | 0.025958 | 0.025569 | 0.025495 | 0.025958 | 0.025569 | 0.025495 | 0.0059947 | 0.0059048 | 0.0058878 | 0.0059948 | 0.0059049 | 0.0058879 | -0.00021763 | -0.0047258 | 0.0049756 | 0.00022417 | 0.0047321 | -0.0049695 | -0.00022581 | 0.0082242 | 0.0077858 | 0.00023263 | -0.0082178 | -0.0077794 | 92.5233 | 92.4233 | 92.4839 | -87.4767 | -87.5767 | -87.5161 |  | 0.052315 | 1.6064 | 1.5693 | 0.05389 | 1.6059 | 1.5678 | -41.4197 | -147.6942 | 149.9028 | -41.4151 | -147.6418 | 149.9136
Line10_11_12 | 0.025893 | 0.025505 | 0.025432 | 0.025893 | 0.025505 | 0.025432 | 0.0059797 | 0.0058901 | 0.0058732 | 0.0059798 | 0.0058901 | 0.0058732 | -0.00023062 | -0.0047069 | 0.0049693 | 0.00023713 | 0.0047132 | -0.0049632 | -0.0002383 | 0.0082019 | 0.0077418 | 0.00024508 | -0.0081956 | -0.0077354 | 92.6592 | 92.5598 | 92.6199 | -87.3408 | -87.4402 | -87.3801 |  | 0.055457 | 1.6055 | 1.5663 | 0.057029 | 1.6051 | 1.5649 | -41.4031 | -147.5897 | 149.9242 | -41.3955 | -147.5375 | 149.9349
Line11_12_13 | 0.025893 | 0.025505 | 0.025432 | 0.025893 | 0.025505 | 0.025432 | 0.0059798 | 0.0058901 | 0.0058732 | 0.0059798 | 0.0058902 | 0.0058733 | -0.00023713 | -0.0047132 | 0.0049632 | 0.00024363 | 0.0047195 | -0.0049571 | -0.00024508 | 0.0081956 | 0.0077354 | 0.00025187 | -0.0081892 | -0.0077291 | 92.6591 | 92.5598 | 92.6199 | -87.3409 | -87.4402 | -87.3801 |  | 0.057029 | 1.6051 | 1.5649 | 0.0586 | 1.6047 | 1.5634 | -41.3955 | -147.5375 | 149.9349 | -41.3883 | -147.4852 | 149.9456
Line12_13_15 | 0 | 0 | 0 | 0 | 0 | 0 | 0 | 0 | 0 | 0 | 0 | 0 | 8.6555e-09 | 1.9242e-07 | -1.7532e-07 | -5.6298e-09 | -1.3276e-07 | 1.1263e-07 | 9.8267e-09 | -3.0261e-07 | -3.0221e-07 | -6.6861e-09 | 1.9916e-07 | 2.0419e-07 | 0 | 0 | 0 | 0 | 0 | 0 |  | 0.0586 | 1.6047 | 1.5634 | 0.0586 | 1.6047 | 1.5634 | -41.3883 | -147.4852 | 149.9456 | -41.3883 | -147.4852 | 149.9456
Line13_13_14 | 0.025894 | 0.025506 | 0.025433 | 0.025895 | 0.025507 | 0.025433 | 0.0059801 | 0.0058904 | 0.0058735 | 0.0059801 | 0.0058905 | 0.0058736 | -0.00024364 | -0.0047197 | 0.0049573 | 0.00025014 | 0.0047259 | -0.0049512 | -0.00025188 | 0.0081895 | 0.0077294 | 0.00025866 | -0.0081831 | -0.0077231 | 92.659 | 92.5597 | 92.6197 | -87.341 | -87.4403 | -87.3803 |  | 0.0586 | 1.6047 | 1.5634 | 0.060171 | 1.6042 | 1.5619 | -41.3883 | -147.4852 | 149.9456 | -41.3815 | -147.4329 | 149.9564
Line14_15_16 | 0 | 0 | 0 | 0 | 0 | 0 | 0 | 0 | 0 | 0 | 0 | 0 | 5.7703e-09 | 1.2828e-07 | -1.1688e-07 | -2.7446e-09 | -6.8621e-08 | 5.4195e-08 | 6.5511e-09 | -2.0174e-07 | -2.0147e-07 | -3.4105e-09 | 9.8291e-08 | 1.0345e-07 | 0 | 0 | 0 | 0 | 0 | 0 |  | 0.0586 | 1.6047 | 1.5634 | 0.0586 | 1.6047 | 1.5634 | -41.3883 | -147.4852 | 149.9456 | -41.3883 | -147.4852 | 149.9456
Line15_16_17 | 0 | 0 | 0 | 0 | 0 | 0 | 0 | 0 | 0 | 0 | 0 | 0 | 2.8852e-09 | 6.4139e-08 | -5.8438e-08 | 1.4055e-10 | -4.4827e-09 | -4.2431e-09 | 3.2756e-09 | -1.0087e-07 | -1.0074e-07 | -1.3496e-10 | -2.5797e-09 | 2.7184e-09 | 0 | 0 | 0 | 0 | 0 | 0 |  | 0.0586 | 1.6047 | 1.5634 | 0.0586 | 1.6047 | 1.5634 | -41.3883 | -147.4852 | 149.9456 | -41.3883 | -147.4852 | 149.9456
Line16_4_18 | 0.26956 | 0 | 0 | 0.26955 | 0 | 0 | 0.062251 | 0 | 0 | 0.062251 | 0 | 0 | 0.0011626 | 6.5808e-08 | -5.8107e-08 | 6.1513e-15 | -4.4585e-09 | -4.1938e-09 | 0.001211 | -1.0134e-07 | -1.0233e-07 | -4.2177e-16 | -2.5585e-09 | 2.7115e-09 | -87.6191 | 0 | 0 | 92.3809 | 0 | 0 |  | 0.026967 | 1.6044 | 1.5625 | 0 | 1.603 | 1.5573 | -41.45 | -147.4569 | 149.9523 | 0 | -147.2716 | 149.9916
Line17_5_19 | 0 | 0 | 0 | 0 | 0 | 0 | 0 | 0 | 0 | 0 | 0 | 0 | 2.5762e-09 | 6.4642e-08 | -5.8546e-08 | 1.2662e-10 | -4.507e-09 | -4.2914e-09 | 2.9498e-09 | -1.0141e-07 | -1.0186e-07 | -1.2056e-10 | -2.6005e-09 | 2.7252e-09 | 0 | 0 | 0 | 0 | 0 | 0 |  | 0.052315 | 1.6064 | 1.5693 | 0.052315 | 1.6064 | 1.5693 | -41.4197 | -147.6942 | 149.9028 | -41.4197 | -147.6942 | 149.9028
Line1_1_3 | 0.025892 | 0.025504 | 0.025431 | 0.025893 | 0.025504 | 0.025431 | 0.0059795 | 0.0058899 | 0.005873 | 0.0059796 | 0.00589 | 0.0058731 | -0.00021761 | -0.0046943 | 0.0049815 | 0.00022412 | 0.0047006 | -0.0049754 | -0.00022472 | 0.0082147 | 0.0077544 | 0.00023151 | -0.0082083 | -0.0077481 | 92.6593 | 92.5599 | 92.62 | -87.3407 | -87.4401 | -87.38 |  | 0.052315 | 1.6064 | 1.5693 | 0.053886 | 1.6059 | 1.5678 | -41.4197 | -147.6942 | 149.9028 | -41.4112 | -147.642 | 149.9135
Line2_1_4 | 0.24315 | 0.025635 | 0.025514 | 0.24315 | 0.025635 | 0.025514 | 0.056153 | 0.0059201 | 0.0058922 | 0.056153 | 0.0059201 | 0.0058923 | 0.0020358 | -0.0047747 | 0.0049686 | -0.00105 | 0.004803 | -0.0049405 | 0.0021178 | 0.0082242 | 0.0077984 | -0.0010911 | -0.0081947 | -0.0077691 | -87.5501 | 92.1679 | 92.4053 | 92.4499 | -87.8321 | -87.5947 |  | 0.052315 | 1.6064 | 1.5693 | 0.026967 | 1.6044 | 1.5625 | -41.4197 | -147.6942 | 149.9028 | -41.45 | -147.4569 | 149.9523
Line3_1_5 | 0 | 0 | 0 | 0 | 0 | 0 | 0 | 0 | 0 | 0 | 0 | 0 | 5.1525e-09 | 1.2928e-07 | -1.1709e-07 | -2.4496e-09 | -6.9149e-08 | 5.4255e-08 | 5.8996e-09 | -2.0282e-07 | -2.0372e-07 | -3.0704e-09 | 9.8811e-08 | 1.0459e-07 | 0 | 0 | 0 | 0 | 0 | 0 |  | 0.052315 | 1.6064 | 1.5693 | 0.052315 | 1.6064 | 1.5693 | -41.4197 | -147.6942 | 149.9028 | -41.4197 | -147.6942 | 149.9028
Line4_2_6 | 0.025958 | 0.025569 | 0.025495 | 0.025958 | 0.025569 | 0.025496 | 0.0059948 | 0.0059049 | 0.0058879 | 0.0059948 | 0.005905 | 0.005888 | -0.00022417 | -0.0047321 | 0.0049695 | 0.0002307 | 0.0047384 | -0.0049633 | -0.00023263 | 0.0082178 | 0.0077794 | 0.00023945 | -0.0082114 | -0.0077731 | 92.5233 | 92.4233 | 92.4838 | -87.4767 | -87.5767 | -87.5162 |  | 0.05389 | 1.6059 | 1.5678 | 0.055465 | 1.6055 | 1.5663 | -41.4151 | -147.6418 | 149.9136 | -41.4108 | -147.5894 | 149.9245
Line5_6_7 | 0.025958 | 0.025569 | 0.025496 | 0.025959 | 0.02557 | 0.025496 | 0.0059948 | 0.005905 | 0.005888 | 0.0059949 | 0.005905 | 0.005888 | -0.0002307 | -0.0047384 | 0.0049633 | 0.00023724 | 0.0047448 | -0.0049572 | -0.00023945 | 0.0082114 | 0.0077731 | 0.00024627 | -0.008205 | -0.0077667 | 92.5232 | 92.4232 | 92.4838 | -87.4768 | -87.5768 | -87.5162 |  | 0.055465 | 1.6055 | 1.5663 | 0.057041 | 1.6051 | 1.5648 | -41.4108 | -147.5894 | 149.9245 | -41.4067 | -147.537 | 149.9354
Line6_7_8 | 0 | 0 | 0 | 0 | 0 | 0 | 0 | 0 | 0 | 0 | 0 | 0 | 8.4275e-09 | 1.9279e-07 | -1.754e-07 | -5.4812e-09 | -1.3302e-07 | 1.1268e-07 | 9.5844e-09 | -3.0302e-07 | -3.0305e-07 | -6.521e-09 | 1.9943e-07 | 2.0475e-07 | 0 | 0 | 0 | 0 | 0 | 0 |  | 0.057041 | 1.6051 | 1.5648 | 0.057041 | 1.6051 | 1.5648 | -41.4067 | -147.537 | 149.9354 | -41.4067 | -147.537 | 149.9354
Line7_8_9 | 0 | 0 | 0 | 0 | 0 | 0 | 0 | 0 | 0 | 0 | 0 | 0 | 2.8092e-09 | 6.4264e-08 | -5.8466e-08 | 1.371e-10 | -4.4888e-09 | -4.2551e-09 | 3.1948e-09 | -1.0101e-07 | -1.0102e-07 | -1.3141e-10 | -2.5849e-09 | 2.7201e-09 | 0 | 0 | 0 | 0 | 0 | 0 |  | 0.057041 | 1.6051 | 1.5648 | 0.057041 | 1.6051 | 1.5648 | -41.4067 | -147.537 | 149.9354 | -41.4067 | -147.537 | 149.9354
Line8_8_10 | 0 | 0 | 0 | 0 | 0 | 0 | 0 | 0 | 0 | 0 | 0 | 0 | 2.8092e-09 | 6.4264e-08 | -5.8466e-08 | 1.371e-10 | -4.4888e-09 | -4.2551e-09 | 3.1948e-09 | -1.0101e-07 | -1.0102e-07 | -1.3141e-10 | -2.5849e-09 | 2.7201e-09 | 0 | 0 | 0 | 0 | 0 | 0 |  | 0.057041 | 1.6051 | 1.5648 | 0.057041 | 1.6051 | 1.5648 | -41.4067 | -147.537 | 149.9354 | -41.4067 | -147.537 | 149.9354
Line9_3_11 | 0.025893 | 0.025504 | 0.025431 | 0.025893 | 0.025505 | 0.025432 | 0.0059796 | 0.00589 | 0.0058731 | 0.0059797 | 0.0058901 | 0.0058732 | -0.00022412 | -0.0047006 | 0.0049754 | 0.00023062 | 0.0047069 | -0.0049693 | -0.00023151 | 0.0082083 | 0.0077481 | 0.0002383 | -0.0082019 | -0.0077418 | 92.6592 | 92.5599 | 92.6199 | -87.3408 | -87.4401 | -87.3801 |  | 0.053886 | 1.6059 | 1.5678 | 0.055457 | 1.6055 | 1.5663 | -41.4112 | -147.642 | 149.9135 | -41.4031 | -147.5897 | 149.9242

## LG_min_10
name | pf_ikss_a_from_ka | pf_ikss_b_from_ka | pf_ikss_c_from_ka | pf_ikss_a_to_ka | pf_ikss_b_to_ka | pf_ikss_c_to_ka | pf_skss_a_from_mw | pf_skss_b_from_mw | pf_skss_c_from_mw | pf_skss_a_to_mw | pf_skss_b_to_mw | pf_skss_c_to_mw | pf_p_a_from_mw | pf_p_b_from_mw | pf_p_c_from_mw | pf_p_a_to_mw | pf_p_b_to_mw | pf_p_c_to_mw | pf_q_a_from_mvar | pf_q_b_from_mvar | pf_q_c_from_mvar | pf_q_a_to_mvar | pf_q_b_to_mvar | pf_q_c_to_mvar | pf_ikss_a_from_degree | pf_ikss_b_from_degree | pf_ikss_c_from_degree | pf_ikss_a_to_degree | pf_ikss_b_to_degree | pf_ikss_c_to_degree | 3xI0 | pf_vm_a_from_pu | pf_vm_b_from_pu | pf_vm_c_from_pu | pf_vm_a_to_pu | pf_vm_b_to_pu | pf_vm_c_to_pu | pf_va_a_from_degree | pf_va_b_from_degree | pf_va_c_from_degree | pf_va_a_to_degree | pf_va_b_to_degree | pf_va_c_to_degree
Line0_1_2 | 0.024592 | 0.024223 | 0.024153 | 0.024592 | 0.024223 | 0.024153 | 0.0056792 | 0.005594 | 0.0055779 | 0.0056792 | 0.0055941 | 0.005578 | -0.00019532 | -0.0042414 | 0.0044656 | 0.00020119 | 0.0042471 | -0.0044601 | -0.00020267 | 0.0073813 | 0.0069878 | 0.00020879 | -0.0073755 | -0.0069821 | 92.5233 | 92.4233 | 92.4839 | -87.4767 | -87.5767 | -87.5161 |  | 0.049562 | 1.5218 | 1.4867 | 0.051054 | 1.5214 | 1.4853 | -41.4197 | -147.6942 | 149.9028 | -41.4151 | -147.6418 | 149.9136
Line10_11_12 | 0.02453 | 0.024162 | 0.024093 | 0.02453 | 0.024163 | 0.024093 | 0.005665 | 0.0055801 | 0.005564 | 0.005665 | 0.0055801 | 0.0055641 | -0.00020698 | -0.0042245 | 0.00446 | 0.00021282 | 0.0042301 | -0.0044545 | -0.00021387 | 0.0073613 | 0.0069483 | 0.00021996 | -0.0073556 | -0.0069426 | 92.6592 | 92.5598 | 92.6199 | -87.3408 | -87.4402 | -87.3801 |  | 0.052539 | 1.521 | 1.4839 | 0.054027 | 1.5206 | 1.4825 | -41.4031 | -147.5897 | 149.9242 | -41.3955 | -147.5375 | 149.9349
Line11_12_13 | 0.02453 | 0.024163 | 0.024093 | 0.024531 | 0.024163 | 0.024094 | 0.005665 | 0.0055801 | 0.0055641 | 0.0056651 | 0.0055802 | 0.0055642 | -0.00021282 | -0.0042301 | 0.0044545 | 0.00021866 | 0.0042357 | -0.004449 | -0.00021996 | 0.0073556 | 0.0069426 | 0.00022605 | -0.0073499 | -0.0069369 | 92.6591 | 92.5598 | 92.6199 | -87.3409 | -87.4402 | -87.3801 |  | 0.054027 | 1.5206 | 1.4825 | 0.055516 | 1.5202 | 1.4811 | -41.3955 | -147.5375 | 149.9349 | -41.3883 | -147.4852 | 149.9456
Line12_13_15 | 0 | 0 | 0 | 0 | 0 | 0 | 0 | 0 | 0 | 0 | 0 | 0 | 7.7684e-09 | 1.7269e-07 | -1.5735e-07 | -5.0528e-09 | -1.1915e-07 | 1.0109e-07 | 8.8195e-09 | -2.716e-07 | -2.7123e-07 | -6.0008e-09 | 1.7875e-07 | 1.8326e-07 | 0 | 0 | 0 | 0 | 0 | 0 |  | 0.055516 | 1.5202 | 1.4811 | 0.055516 | 1.5202 | 1.4811 | -41.3883 | -147.4852 | 149.9456 | -41.3883 | -147.4852 | 149.9456
Line13_13_14 | 0.024532 | 0.024164 | 0.024095 | 0.024532 | 0.024164 | 0.024095 | 0.0056653 | 0.0055804 | 0.0055644 | 0.0056654 | 0.0055805 | 0.0055645 | -0.00021867 | -0.0042359 | 0.0044492 | 0.00022451 | 0.0042416 | -0.0044437 | -0.00022606 | 0.0073501 | 0.0069372 | 0.00023215 | -0.0073444 | -0.0069315 | 92.659 | 92.5597 | 92.6197 | -87.341 | -87.4403 | -87.3803 |  | 0.055516 | 1.5202 | 1.4811 | 0.057004 | 1.5198 | 1.4797 | -41.3883 | -147.4852 | 149.9456 | -41.3815 | -147.4329 | 149.9564
Line14_15_16 | 0 | 0 | 0 | 0 | 0 | 0 | 0 | 0 | 0 | 0 | 0 | 0 | 5.1789e-09 | 1.1513e-07 | -1.049e-07 | -2.4633e-09 | -6.1588e-08 | 4.8641e-08 | 5.8797e-09 | -1.8106e-07 | -1.8082e-07 | -3.061e-09 | 8.8217e-08 | 9.2851e-08 | 0 | 0 | 0 | 0 | 0 | 0 |  | 0.055516 | 1.5202 | 1.4811 | 0.055516 | 1.5202 | 1.4811 | -41.3883 | -147.4852 | 149.9456 | -41.3883 | -147.4852 | 149.9456
Line15_16_17 | 0 | 0 | 0 | 0 | 0 | 0 | 0 | 0 | 0 | 0 | 0 | 0 | 2.5895e-09 | 5.7565e-08 | -5.2449e-08 | 1.2615e-10 | -4.0233e-09 | -3.8082e-09 | 2.9398e-09 | -9.0532e-08 | -9.0411e-08 | -1.2113e-10 | -2.3153e-09 | 2.4398e-09 | 0 | 0 | 0 | 0 | 0 | 0 |  | 0.055516 | 1.5202 | 1.4811 | 0.055516 | 1.5202 | 1.4811 | -41.3883 | -147.4852 | 149.9456 | -41.3883 | -147.4852 | 149.9456
Line16_4_18 | 0.25537 | 0 | 0 | 0.25537 | 0 | 0 | 0.058975 | 0 | 0 | 0.058975 | 0 | 0 | 0.0010434 | 5.9063e-08 | -5.2151e-08 | 5.5108e-15 | -4.0015e-09 | -3.7639e-09 | 0.0010869 | -9.0949e-08 | -9.1838e-08 | -3.1432e-16 | -2.2963e-09 | 2.4336e-09 | -87.6191 | 0 | 0 | 92.3809 | 0 | 0 |  | 0.025547 | 1.52 | 1.4803 | 0 | 1.5186 | 1.4753 | -41.45 | -147.4569 | 149.9523 | 0 | -147.2716 | 149.9916
Line17_5_19 | 0 | 0 | 0 | 0 | 0 | 0 | 0 | 0 | 0 | 0 | 0 | 0 | 2.3122e-09 | 5.8016e-08 | -5.2546e-08 | 1.1364e-10 | -4.0451e-09 | -3.8516e-09 | 2.6475e-09 | -9.1018e-08 | -9.1422e-08 | -1.082e-10 | -2.334e-09 | 2.4459e-09 | 0 | 0 | 0 | 0 | 0 | 0 |  | 0.049562 | 1.5218 | 1.4867 | 0.049562 | 1.5218 | 1.4867 | -41.4197 | -147.6942 | 149.9028 | -41.4197 | -147.6942 | 149.9028
Line1_1_3 | 0.024529 | 0.024162 | 0.024092 | 0.02453 | 0.024162 | 0.024093 | 0.0056648 | 0.0055799 | 0.0055639 | 0.0056649 | 0.00558 | 0.005564 | -0.00019531 | -0.0042132 | 0.0044709 | 0.00020115 | 0.0042188 | -0.0044655 | -0.00020169 | 0.0073727 | 0.0069596 | 0.00020778 | -0.007367 | -0.006954 | 92.6593 | 92.5599 | 92.62 | -87.3407 | -87.4401 | -87.38 |  | 0.049562 | 1.5218 | 1.4867 | 0.05105 | 1.5214 | 1.4853 | -41.4197 | -147.6942 | 149.9028 | -41.4112 | -147.642 | 149.9135
Line2_1_4 | 0.23035 | 0.024285 | 0.024171 | 0.23035 | 0.024286 | 0.024171 | 0.053197 | 0.0056085 | 0.0055821 | 0.053197 | 0.0056085 | 0.0055821 | 0.0018272 | -0.0042853 | 0.0044593 | -0.00094237 | 0.0043108 | -0.0044341 | 0.0019007 | 0.0073813 | 0.0069991 | -0.00097927 | -0.0073548 | -0.0069728 | -87.5501 | 92.1679 | 92.4053 | 92.4499 | -87.8321 | -87.5947 |  | 0.049562 | 1.5218 | 1.4867 | 0.025547 | 1.52 | 1.4803 | -41.4197 | -147.6942 | 149.9028 | -41.45 | -147.4569 | 149.9523
Line3_1_5 | 0 | 0 | 0 | 0 | 0 | 0 | 0 | 0 | 0 | 0 | 0 | 0 | 4.6244e-09 | 1.1603e-07 | -1.0509e-07 | -2.1985e-09 | -6.2062e-08 | 4.8694e-08 | 5.2949e-09 | -1.8204e-07 | -1.8284e-07 | -2.7557e-09 | 8.8684e-08 | 9.3867e-08 | 0 | 0 | 0 | 0 | 0 | 0 |  | 0.049562 | 1.5218 | 1.4867 | 0.049562 | 1.5218 | 1.4867 | -41.4197 | -147.6942 | 149.9028 | -41.4197 | -147.6942 | 149.9028
Line4_2_6 | 0.024592 | 0.024223 | 0.024153 | 0.024592 | 0.024224 | 0.024154 | 0.0056792 | 0.0055941 | 0.005578 | 0.0056793 | 0.0055942 | 0.0055781 | -0.00020119 | -0.0042471 | 0.0044601 | 0.00020706 | 0.0042528 | -0.0044546 | -0.00020879 | 0.0073755 | 0.0069821 | 0.00021491 | -0.0073698 | -0.0069764 | 92.5233 | 92.4233 | 92.4838 | -87.4767 | -87.5767 | -87.5162 |  | 0.051054 | 1.5214 | 1.4853 | 0.052546 | 1.521 | 1.4839 | -41.4151 | -147.6418 | 149.9136 | -41.4108 | -147.5894 | 149.9245
Line5_6_7 | 0.024592 | 0.024224 | 0.024154 | 0.024592 | 0.024224 | 0.024154 | 0.0056793 | 0.0055942 | 0.0055781 | 0.0056794 | 0.0055942 | 0.0055781 | -0.00020706 | -0.0042528 | 0.0044546 | 0.00021292 | 0.0042584 | -0.0044491 | -0.00021491 | 0.0073698 | 0.0069764 | 0.00022103 | -0.007364 | -0.0069707 | 92.5232 | 92.4232 | 92.4838 | -87.4768 | -87.5768 | -87.5162 |  | 0.052546 | 1.521 | 1.4839 | 0.054039 | 1.5206 | 1.4825 | -41.4108 | -147.5894 | 149.9245 | -41.4067 | -147.537 | 149.9354
Line6_7_8 | 0 | 0 | 0 | 0 | 0 | 0 | 0 | 0 | 0 | 0 | 0 | 0 | 7.5637e-09 | 1.7303e-07 | -1.5742e-07 | -4.9194e-09 | -1.1938e-07 | 1.0113e-07 | 8.6021e-09 | -2.7196e-07 | -2.7199e-07 | -5.8526e-09 | 1.7899e-07 | 1.8377e-07 | 0 | 0 | 0 | 0 | 0 | 0 |  | 0.054039 | 1.5206 | 1.4825 | 0.054038 | 1.5206 | 1.4825 | -41.4067 | -147.537 | 149.9354 | -41.4067 | -147.537 | 149.9354
Line7_8_9 | 0 | 0 | 0 | 0 | 0 | 0 | 0 | 0 | 0 | 0 | 0 | 0 | 2.5212e-09 | 5.7677e-08 | -5.2474e-08 | 1.2304e-10 | -4.0287e-09 | -3.819e-09 | 2.8673e-09 | -9.0654e-08 | -9.0662e-08 | -1.1795e-10 | -2.3199e-09 | 2.4413e-09 | 0 | 0 | 0 | 0 | 0 | 0 |  | 0.054038 | 1.5206 | 1.4825 | 0.054038 | 1.5206 | 1.4825 | -41.4067 | -147.537 | 149.9354 | -41.4067 | -147.537 | 149.9354
Line8_8_10 | 0 | 0 | 0 | 0 | 0 | 0 | 0 | 0 | 0 | 0 | 0 | 0 | 2.5212e-09 | 5.7677e-08 | -5.2474e-08 | 1.2304e-10 | -4.0287e-09 | -3.819e-09 | 2.8673e-09 | -9.0654e-08 | -9.0662e-08 | -1.1795e-10 | -2.3199e-09 | 2.4413e-09 | 0 | 0 | 0 | 0 | 0 | 0 |  | 0.054038 | 1.5206 | 1.4825 | 0.054038 | 1.5206 | 1.4825 | -41.4067 | -147.537 | 149.9354 | -41.4067 | -147.537 | 149.9354
Line9_3_11 | 0.02453 | 0.024162 | 0.024093 | 0.02453 | 0.024162 | 0.024093 | 0.0056649 | 0.00558 | 0.005564 | 0.005665 | 0.0055801 | 0.005564 | -0.00020115 | -0.0042188 | 0.0044655 | 0.00020698 | 0.0042245 | -0.00446 | -0.00020778 | 0.007367 | 0.006954 | 0.00021387 | -0.0073613 | -0.0069483 | 92.6592 | 92.5599 | 92.6199 | -87.3408 | -87.4401 | -87.3801 |  | 0.05105 | 1.5214 | 1.4853 | 0.052539 | 1.521 | 1.4839 | -41.4112 | -147.642 | 149.9135 | -41.4031 | -147.5897 | 149.9242

## LG_min_fault_6
name | pf_ikss_a_from_ka | pf_ikss_b_from_ka | pf_ikss_c_from_ka | pf_ikss_a_to_ka | pf_ikss_b_to_ka | pf_ikss_c_to_ka | pf_skss_a_from_mw | pf_skss_b_from_mw | pf_skss_c_from_mw | pf_skss_a_to_mw | pf_skss_b_to_mw | pf_skss_c_to_mw | pf_p_a_from_mw | pf_p_b_from_mw | pf_p_c_from_mw | pf_p_a_to_mw | pf_p_b_to_mw | pf_p_c_to_mw | pf_q_a_from_mvar | pf_q_b_from_mvar | pf_q_c_from_mvar | pf_q_a_to_mvar | pf_q_b_to_mvar | pf_q_c_to_mvar | pf_ikss_a_from_degree | pf_ikss_b_from_degree | pf_ikss_c_from_degree | pf_ikss_a_to_degree | pf_ikss_b_to_degree | pf_ikss_c_to_degree | 3xI0 | pf_vm_a_from_pu | pf_vm_b_from_pu | pf_vm_c_from_pu | pf_vm_a_to_pu | pf_vm_b_to_pu | pf_vm_c_to_pu | pf_va_a_from_degree | pf_va_b_from_degree | pf_va_c_from_degree | pf_va_a_to_degree | pf_va_b_to_degree | pf_va_c_to_degree
Line0_1_2 | 0.0027474 | 0.0027063 | 0.0026985 | 0.0027475 | 0.0027063 | 0.0026985 | 0.0006345 | 0.00062498 | 0.00062318 | 0.0006345 | 0.00062499 | 0.00062319 | -0.00039534 | -0.00019386 | 0.00058133 | 0.00039542 | 0.00019393 | -0.00058127 | -0.00039348 | 0.0006196 | -5.4622e-05 | 0.00039357 | -0.00061953 | 5.4695e-05 | 131.0326 | 130.9326 | 130.9932 | -48.9674 | -49.0674 | -49.0068 |  | 0.8791 | 1.0388 | 0.93694 | 0.87927 | 1.0387 | 0.93684 | -4.1023 | -121.6938 | 125.6254 | -4.102 | -121.686 | 125.6177
Line10_11_12 | 0.0027406 | 0.0026995 | 0.0026917 | 0.0027406 | 0.0026995 | 0.0026918 | 0.00063291 | 0.00062342 | 0.00062163 | 0.00063292 | 0.00062343 | 0.00062164 | -0.00039543 | -0.00019204 | 0.00057961 | 0.00039551 | 0.00019211 | -0.00057955 | -0.00039172 | 0.00061837 | -5.6006e-05 | 0.0003918 | -0.0006183 | 5.6079e-05 | 131.1685 | 131.0691 | 131.1292 | -48.8315 | -48.9309 | -48.8708 |  | 0.87943 | 1.0386 | 0.93674 | 0.8796 | 1.0385 | 0.93665 | -4.1017 | -121.6782 | 125.61 | -4.1014 | -121.6704 | 125.6023
Line11_12_13 | 0.0027406 | 0.0026995 | 0.0026918 | 0.0027406 | 0.0026996 | 0.0026918 | 0.00063292 | 0.00062343 | 0.00062164 | 0.00063292 | 0.00062344 | 0.00062165 | -0.00039551 | -0.00019211 | 0.00057955 | 0.00039558 | 0.00019218 | -0.00057949 | -0.0003918 | 0.0006183 | -5.6079e-05 | 0.00039188 | -0.00061824 | 5.6151e-05 | 131.1685 | 131.0691 | 131.1292 | -48.8315 | -48.9309 | -48.8708 |  | 0.8796 | 1.0385 | 0.93665 | 0.87977 | 1.0385 | 0.93655 | -4.1014 | -121.6704 | 125.6023 | -4.1012 | -121.6626 | 125.5946
Line12_13_15 | 0 | 0 | 0 | 0 | 0 | 0 | 0 | 0 | 0 | 0 | 0 | 0 | 1.4084e-08 | 8.3058e-09 | -2.2123e-08 | -9.1705e-09 | -5.8756e-09 | 1.4779e-08 | 1.5318e-08 | -2.3116e-08 | 1.1513e-09 | -1.0431e-08 | 1.5306e-08 | -4.495e-10 | 0 | 0 | 0 | 0 | 0 | 0 |  | 0.87977 | 1.0385 | 0.93655 | 0.87977 | 1.0385 | 0.93655 | -4.1012 | -121.6626 | 125.5946 | -4.1012 | -121.6626 | 125.5946
Line13_13_14 | 0.0027407 | 0.0026997 | 0.0026919 | 0.0027408 | 0.0026997 | 0.002692 | 0.00063295 | 0.00062346 | 0.00062167 | 0.00063296 | 0.00062347 | 0.00062168 | -0.0003956 | -0.00019219 | 0.00057951 | 0.00039567 | 0.00019226 | -0.00057945 | -0.00039189 | 0.00061826 | -5.6152e-05 | 0.00039197 | -0.00061819 | 5.6225e-05 | 131.1683 | 131.069 | 131.129 | -48.8317 | -48.931 | -48.871 |  | 0.87977 | 1.0385 | 0.93655 | 0.87993 | 1.0384 | 0.93645 | -4.1012 | -121.6626 | 125.5946 | -4.1009 | -121.6548 | 125.5869
Line14_15_16 | 0 | 0 | 0 | 0 | 0 | 0 | 0 | 0 | 0 | 0 | 0 | 0 | 9.3892e-09 | 5.5372e-09 | -1.4748e-08 | -4.4759e-09 | -3.107e-09 | 7.4049e-09 | 1.0212e-08 | -1.5411e-08 | 7.6753e-10 | -5.3252e-09 | 7.6005e-09 | -6.5728e-11 | 0 | 0 | 0 | 0 | 0 | 0 |  | 0.87977 | 1.0385 | 0.93655 | 0.87977 | 1.0385 | 0.93655 | -4.1012 | -121.6626 | 125.5946 | -4.1012 | -121.6626 | 125.5946
Line15_16_17 | 0 | 0 | 0 | 0 | 0 | 0 | 0 | 0 | 0 | 0 | 0 | 0 | 4.6946e-09 | 2.7686e-09 | -7.3742e-09 | 2.1872e-10 | -3.3836e-10 | 3.0661e-11 | 5.106e-09 | -7.7055e-09 | 3.8377e-10 | -2.1917e-10 | -1.0495e-10 | 3.1804e-10 | 0 | 0 | 0 | 0 | 0 | 0 |  | 0.87977 | 1.0385 | 0.93655 | 0.87977 | 1.0385 | 0.93655 | -4.1012 | -121.6626 | 125.5946 | -4.1012 | -121.6626 | 125.5946
Line16_4_18 | 0.028531 | 0 | 0 | 0.028531 | 0 | 0 | 0.0065888 | 0 | 0 | 0.0065888 | 0 | 0 | 0.004083 | 2.8702e-09 | -7.4577e-09 | -0.0040699 | -3.3701e-10 | 3.2238e-11 | 0.0040835 | -7.7636e-09 | 3.2064e-10 | -0.0040699 | -1.0291e-10 | 3.1611e-10 | -49.1098 | 0 | 0 | 130.8902 | 0 | 0 |  | 0.87642 | 1.0384 | 0.93649 | 0.87356 | 1.0381 | 0.93613 | -4.106 | -121.6584 | 125.5904 | -4.1098 | -121.6307 | 125.5631
Line17_5_19 | 0 | 0 | 0 | 0 | 0 | 0 | 0 | 0 | 0 | 0 | 0 | 0 | 4.6902e-09 | 2.816e-09 | -7.4163e-09 | 2.2069e-10 | -3.3971e-10 | 2.9136e-11 | 5.15e-09 | -7.7346e-09 | 3.4655e-10 | -2.1906e-10 | -1.0695e-10 | 3.1992e-10 | 0 | 0 | 0 | 0 | 0 | 0 |  | 0.8791 | 1.0388 | 0.93694 | 0.8791 | 1.0388 | 0.93694 | -4.1023 | -121.6938 | 125.6254 | -4.1023 | -121.6938 | 125.6254
Line1_1_3 | 0.0027405 | 0.0026994 | 0.0026917 | 0.0027405 | 0.0026995 | 0.0026917 | 0.00063289 | 0.00062341 | 0.00062162 | 0.0006329 | 0.00062341 | 0.00062163 | -0.00039527 | -0.00019189 | 0.00057974 | 0.00039535 | 0.00019197 | -0.00057967 | -0.00039155 | 0.00061849 | -5.5862e-05 | 0.00039163 | -0.00061843 | 5.5934e-05 | 131.1686 | 131.0692 | 131.1293 | -48.8314 | -48.9308 | -48.8707 |  | 0.8791 | 1.0388 | 0.93694 | 0.87927 | 1.0387 | 0.93684 | -4.1023 | -121.6938 | 125.6254 | -4.102 | -121.686 | 125.6177
Line2_1_4 | 0.025736 | 0.0027132 | 0.0027005 | 0.025736 | 0.0027133 | 0.0027005 | 0.0059434 | 0.0006266 | 0.00062365 | 0.0059434 | 0.0006266 | 0.00062365 | 0.0036985 | -0.00019712 | 0.00058183 | -0.0036874 | 0.00019744 | -0.00058153 | 0.0036905 | 0.00062032 | -5.3864e-05 | -0.003679 | -0.00062 | 5.4194e-05 | -49.0408 | 130.6772 | 130.9146 | 130.9592 | -49.3228 | -49.0854 |  | 0.8791 | 1.0388 | 0.93694 | 0.87642 | 1.0384 | 0.93649 | -4.1023 | -121.6938 | 125.6254 | -4.106 | -121.6584 | 125.5904
Line3_1_5 | 0 | 0 | 0 | 0 | 0 | 0 | 0 | 0 | 0 | 0 | 0 | 0 | 9.3803e-09 | 5.632e-09 | -1.4833e-08 | -4.4695e-09 | -3.1557e-09 | 7.4454e-09 | 1.03e-08 | -1.5469e-08 | 6.931e-10 | -5.3691e-09 | 7.6276e-09 | -2.663e-11 | 0 | 0 | 0 | 0 | 0 | 0 |  | 0.8791 | 1.0388 | 0.93694 | 0.8791 | 1.0388 | 0.93694 | -4.1023 | -121.6938 | 125.6254 | -4.1023 | -121.6938 | 125.6254
Line4_2_6 | 0.0027475 | 0.0027063 | 0.0026985 | 0.0027475 | 0.0027063 | 0.0026985 | 0.0006345 | 0.00062499 | 0.00062319 | 0.00063451 | 0.000625 | 0.0006232 | -0.00039542 | -0.00019393 | 0.00058127 | 0.0003955 | 0.000194 | -0.0005812 | -0.00039357 | 0.00061953 | -5.4695e-05 | 0.00039365 | -0.00061947 | 5.4768e-05 | 131.0326 | 130.9326 | 130.9931 | -48.9674 | -49.0674 | -49.0069 |  | 0.87927 | 1.0387 | 0.93684 | 0.87943 | 1.0386 | 0.93674 | -4.102 | -121.686 | 125.6177 | -4.1018 | -121.6781 | 125.61
Line5_6_7 | 0.0027475 | 0.0027063 | 0.0026985 | 0.0027475 | 0.0027064 | 0.0026986 | 0.00063451 | 0.000625 | 0.0006232 | 0.00063452 | 0.00062501 | 0.00062321 | -0.0003955 | -0.000194 | 0.0005812 | 0.00039558 | 0.00019408 | -0.00058114 | -0.00039365 | 0.00061947 | -5.4767e-05 | 0.00039373 | -0.0006194 | 5.484e-05 | 131.0326 | 130.9325 | 130.9931 | -48.9674 | -49.0675 | -49.0069 |  | 0.87943 | 1.0386 | 0.93674 | 0.8796 | 1.0385 | 0.93664 | -4.1018 | -121.6781 | 125.61 | -4.1015 | -121.6703 | 125.6023
Line6_7_8 | 0 | 0 | 0 | 0 | 0 | 0 | 0 | 0 | 0 | 0 | 0 | 0 | 1.4081e-08 | 8.341e-09 | -2.2154e-08 | -9.168e-09 | -5.8994e-09 | 1.48e-08 | 1.5351e-08 | -2.3138e-08 | 1.1238e-09 | -1.0453e-08 | 1.532e-08 | -4.307e-10 | 0 | 0 | 0 | 0 | 0 | 0 |  | 0.8796 | 1.0385 | 0.93664 | 0.8796 | 1.0385 | 0.93664 | -4.1015 | -121.6703 | 125.6023 | -4.1015 | -121.6703 | 125.6023
Line7_8_9 | 0 | 0 | 0 | 0 | 0 | 0 | 0 | 0 | 0 | 0 | 0 | 0 | 4.6936e-09 | 2.7803e-09 | -7.3847e-09 | 2.1921e-10 | -3.387e-10 | 3.0286e-11 | 5.1169e-09 | -7.7128e-09 | 3.746e-10 | -2.1914e-10 | -1.0545e-10 | 3.1851e-10 | 0 | 0 | 0 | 0 | 0 | 0 |  | 0.8796 | 1.0385 | 0.93664 | 0.8796 | 1.0385 | 0.93664 | -4.1015 | -121.6703 | 125.6023 | -4.1015 | -121.6703 | 125.6023
Line8_8_10 | 0 | 0 | 0 | 0 | 0 | 0 | 0 | 0 | 0 | 0 | 0 | 0 | 4.6936e-09 | 2.7803e-09 | -7.3847e-09 | 2.1921e-10 | -3.387e-10 | 3.0286e-11 | 5.1169e-09 | -7.7128e-09 | 3.746e-10 | -2.1914e-10 | -1.0545e-10 | 3.1851e-10 | 0 | 0 | 0 | 0 | 0 | 0 |  | 0.8796 | 1.0385 | 0.93664 | 0.8796 | 1.0385 | 0.93664 | -4.1015 | -121.6703 | 125.6023 | -4.1015 | -121.6703 | 125.6023
Line9_3_11 | 0.0027405 | 0.0026995 | 0.0026917 | 0.0027406 | 0.0026995 | 0.0026917 | 0.0006329 | 0.00062341 | 0.00062163 | 0.00063291 | 0.00062342 | 0.00062163 | -0.00039535 | -0.00019197 | 0.00057967 | 0.00039543 | 0.00019204 | -0.00057961 | -0.00039163 | 0.00061843 | -5.5934e-05 | 0.00039172 | -0.00061837 | 5.6007e-05 | 131.1685 | 131.0692 | 131.1292 | -48.8315 | -48.9308 | -48.8708 |  | 0.87927 | 1.0387 | 0.93684 | 0.87943 | 1.0386 | 0.93674 | -4.102 | -121.686 | 125.6177 | -4.1017 | -121.6782 | 125.61

## LG_min_fault_10
name | pf_ikss_a_from_ka | pf_ikss_b_from_ka | pf_ikss_c_from_ka | pf_ikss_a_to_ka | pf_ikss_b_to_ka | pf_ikss_c_to_ka | pf_skss_a_from_mw | pf_skss_b_from_mw | pf_skss_c_from_mw | pf_skss_a_to_mw | pf_skss_b_to_mw | pf_skss_c_to_mw | pf_p_a_from_mw | pf_p_b_from_mw | pf_p_c_from_mw | pf_p_a_to_mw | pf_p_b_to_mw | pf_p_c_to_mw | pf_q_a_from_mvar | pf_q_b_from_mvar | pf_q_c_from_mvar | pf_q_a_to_mvar | pf_q_b_to_mvar | pf_q_c_to_mvar | pf_ikss_a_from_degree | pf_ikss_b_from_degree | pf_ikss_c_from_degree | pf_ikss_a_to_degree | pf_ikss_b_to_degree | pf_ikss_c_to_degree | 3xI0 | pf_vm_a_from_pu | pf_vm_b_from_pu | pf_vm_c_from_pu | pf_vm_a_to_pu | pf_vm_b_to_pu | pf_vm_c_to_pu | pf_va_a_from_degree | pf_va_b_from_degree | pf_va_c_from_degree | pf_va_a_to_degree | pf_va_b_to_degree | pf_va_c_to_degree
Line0_1_2 | 0.0026028 | 0.0025638 | 0.0025564 | 0.0026029 | 0.0025639 | 0.0025565 | 0.0006011 | 0.00059209 | 0.00059038 | 0.00060111 | 0.0005921 | 0.00059039 | -0.00035482 | -0.00017399 | 0.00052175 | 0.00035489 | 0.00017405 | -0.00052169 | -0.00035315 | 0.00055609 | -4.9023e-05 | 0.00035323 | -0.00055604 | 4.9089e-05 | 131.0326 | 130.9326 | 130.9932 | -48.9674 | -49.0674 | -49.0068 |  | 0.83283 | 0.9841 | 0.88763 | 0.83299 | 0.98403 | 0.88754 | -4.1023 | -121.6938 | 125.6254 | -4.102 | -121.686 | 125.6177
Line10_11_12 | 0.0025963 | 0.0025574 | 0.0025501 | 0.0025964 | 0.0025575 | 0.0025501 | 0.0005996 | 0.00059061 | 0.00058892 | 0.00059961 | 0.00059062 | 0.00058892 | -0.0003549 | -0.00017236 | 0.00052021 | 0.00035497 | 0.00017242 | -0.00052015 | -0.00035157 | 0.00055499 | -5.0266e-05 | 0.00035164 | -0.00055493 | 5.0331e-05 | 131.1685 | 131.0691 | 131.1292 | -48.8315 | -48.9309 | -48.8708 |  | 0.83315 | 0.98395 | 0.88744 | 0.8333 | 0.98388 | 0.88735 | -4.1017 | -121.6782 | 125.61 | -4.1014 | -121.6704 | 125.6023
Line11_12_13 | 0.0025964 | 0.0025575 | 0.0025501 | 0.0025964 | 0.0025575 | 0.0025501 | 0.00059961 | 0.00059062 | 0.00058892 | 0.00059961 | 0.00059063 | 0.00058893 | -0.00035497 | -0.00017242 | 0.00052015 | 0.00035504 | 0.00017249 | -0.00052009 | -0.00035164 | 0.00055493 | -5.0331e-05 | 0.00035171 | -0.00055487 | 5.0396e-05 | 131.1685 | 131.0691 | 131.1292 | -48.8315 | -48.9309 | -48.8708 |  | 0.8333 | 0.98388 | 0.88735 | 0.83346 | 0.98381 | 0.88725 | -4.1014 | -121.6704 | 125.6023 | -4.1012 | -121.6626 | 125.5946
Line12_13_15 | 0 | 0 | 0 | 0 | 0 | 0 | 0 | 0 | 0 | 0 | 0 | 0 | 1.264e-08 | 7.4546e-09 | -1.9855e-08 | -8.2306e-09 | -5.2734e-09 | 1.3264e-08 | 1.3748e-08 | -2.0747e-08 | 1.0333e-09 | -9.362e-09 | 1.3737e-08 | -4.0343e-10 | 0 | 0 | 0 | 0 | 0 | 0 |  | 0.83346 | 0.98381 | 0.88725 | 0.83346 | 0.98381 | 0.88725 | -4.1012 | -121.6626 | 125.5946 | -4.1012 | -121.6626 | 125.5946
Line13_13_14 | 0.0025965 | 0.0025576 | 0.0025502 | 0.0025965 | 0.0025576 | 0.0025503 | 0.00059964 | 0.00059065 | 0.00058895 | 0.00059964 | 0.00059066 | 0.00058896 | -0.00035505 | -0.00017249 | 0.00052011 | 0.00035512 | 0.00017256 | -0.00052006 | -0.00035173 | 0.00055489 | -5.0397e-05 | 0.0003518 | -0.00055483 | 5.0462e-05 | 131.1683 | 131.069 | 131.129 | -48.8317 | -48.931 | -48.871 |  | 0.83346 | 0.98381 | 0.88725 | 0.83362 | 0.98373 | 0.88716 | -4.1012 | -121.6626 | 125.5946 | -4.1009 | -121.6548 | 125.5869
Line14_15_16 | 0 | 0 | 0 | 0 | 0 | 0 | 0 | 0 | 0 | 0 | 0 | 0 | 8.4269e-09 | 4.9697e-09 | -1.3237e-08 | -4.0171e-09 | -2.7885e-09 | 6.6459e-09 | 9.1653e-09 | -1.3831e-08 | 6.8887e-10 | -4.7794e-09 | 6.8215e-09 | -5.8992e-11 | 0 | 0 | 0 | 0 | 0 | 0 |  | 0.83346 | 0.98381 | 0.88725 | 0.83346 | 0.98381 | 0.88725 | -4.1012 | -121.6626 | 125.5946 | -4.1012 | -121.6626 | 125.5946
Line15_16_17 | 0 | 0 | 0 | 0 | 0 | 0 | 0 | 0 | 0 | 0 | 0 | 0 | 4.2134e-09 | 2.4849e-09 | -6.6184e-09 | 1.963e-10 | -3.0368e-10 | 2.7519e-11 | 4.5827e-09 | -6.9157e-09 | 3.4443e-10 | -1.967e-10 | -9.4195e-11 | 2.8544e-10 | 0 | 0 | 0 | 0 | 0 | 0 |  | 0.83346 | 0.98381 | 0.88725 | 0.83346 | 0.98381 | 0.88725 | -4.1012 | -121.6626 | 125.5946 | -4.1012 | -121.6626 | 125.5946
Line16_4_18 | 0.027029 | 0 | 0 | 0.027029 | 0 | 0 | 0.0062421 | 0 | 0 | 0.0062421 | 0 | 0 | 0.0036645 | 2.576e-09 | -6.6934e-09 | -0.0036528 | -3.0247e-10 | 2.8934e-11 | 0.003665 | -6.9679e-09 | 2.8777e-10 | -0.0036528 | -9.2362e-11 | 2.8371e-10 | -49.1098 | 0 | 0 | 130.8902 | 0 | 0 |  | 0.83029 | 0.98377 | 0.8872 | 0.82759 | 0.98351 | 0.88686 | -4.106 | -121.6584 | 125.5904 | -4.1098 | -121.6307 | 125.5631
Line17_5_19 | 0 | 0 | 0 | 0 | 0 | 0 | 0 | 0 | 0 | 0 | 0 | 0 | 4.2095e-09 | 2.5274e-09 | -6.6561e-09 | 1.9807e-10 | -3.0489e-10 | 2.615e-11 | 4.6222e-09 | -6.9419e-09 | 3.1103e-10 | -1.9661e-10 | -9.599e-11 | 2.8713e-10 | 0 | 0 | 0 | 0 | 0 | 0 |  | 0.83283 | 0.9841 | 0.88763 | 0.83283 | 0.9841 | 0.88763 | -4.1023 | -121.6938 | 125.6254 | -4.1023 | -121.6938 | 125.6254
Line1_1_3 | 0.0025963 | 0.0025574 | 0.00255 | 0.0025963 | 0.0025574 | 0.00255 | 0.00059958 | 0.0005906 | 0.0005889 | 0.00059959 | 0.0005906 | 0.00058891 | -0.00035476 | -0.00017223 | 0.00052032 | 0.00035483 | 0.00017229 | -0.00052026 | -0.00035142 | 0.0005551 | -5.0136e-05 | 0.00035149 | -0.00055505 | 5.0201e-05 | 131.1686 | 131.0692 | 131.1293 | -48.8314 | -48.9308 | -48.8707 |  | 0.83283 | 0.9841 | 0.88763 | 0.83299 | 0.98403 | 0.88754 | -4.1023 | -121.6938 | 125.6254 | -4.102 | -121.686 | 125.6177
Line2_1_4 | 0.024381 | 0.0025704 | 0.0025583 | 0.024381 | 0.0025705 | 0.0025584 | 0.0056306 | 0.00059362 | 0.00059082 | 0.0056306 | 0.00059363 | 0.00059083 | 0.0033194 | -0.00017692 | 0.0005222 | -0.0033095 | 0.00017721 | -0.00052192 | 0.0033123 | 0.00055675 | -4.8344e-05 | -0.003302 | -0.00055645 | 4.864e-05 | -49.0408 | 130.6772 | 130.9146 | 130.9592 | -49.3228 | -49.0854 |  | 0.83283 | 0.9841 | 0.88763 | 0.83029 | 0.98377 | 0.8872 | -4.1023 | -121.6938 | 125.6254 | -4.106 | -121.6584 | 125.5904
Line3_1_5 | 0 | 0 | 0 | 0 | 0 | 0 | 0 | 0 | 0 | 0 | 0 | 0 | 8.4189e-09 | 5.0547e-09 | -1.3312e-08 | -4.0114e-09 | -2.8323e-09 | 6.6823e-09 | 9.2444e-09 | -1.3884e-08 | 6.2206e-10 | -4.8188e-09 | 6.8459e-09 | -2.39e-11 | 0 | 0 | 0 | 0 | 0 | 0 |  | 0.83283 | 0.9841 | 0.88763 | 0.83283 | 0.9841 | 0.88763 | -4.1023 | -121.6938 | 125.6254 | -4.1023 | -121.6938 | 125.6254
Line4_2_6 | 0.0026029 | 0.0025639 | 0.0025565 | 0.0026029 | 0.0025639 | 0.0025565 | 0.00060111 | 0.0005921 | 0.00059039 | 0.00060112 | 0.0005921 | 0.0005904 | -0.00035489 | -0.00017405 | 0.00052169 | 0.00035496 | 0.00017412 | -0.00052163 | -0.00035323 | 0.00055604 | -4.9089e-05 | 0.0003533 | -0.00055598 | 4.9154e-05 | 131.0326 | 130.9326 | 130.9931 | -48.9674 | -49.0674 | -49.0069 |  | 0.83299 | 0.98403 | 0.88754 | 0.83315 | 0.98395 | 0.88744 | -4.102 | -121.686 | 125.6177 | -4.1018 | -121.6781 | 125.61
Line5_6_7 | 0.0026029 | 0.0025639 | 0.0025565 | 0.0026029 | 0.0025639 | 0.0025565 | 0.00060112 | 0.0005921 | 0.0005904 | 0.00060112 | 0.00059211 | 0.00059041 | -0.00035496 | -0.00017412 | 0.00052163 | 0.00035503 | 0.00017418 | -0.00052158 | -0.0003533 | 0.00055598 | -4.9154e-05 | 0.00035337 | -0.00055592 | 4.9219e-05 | 131.0326 | 130.9325 | 130.9931 | -48.9674 | -49.0675 | -49.0069 |  | 0.83315 | 0.98395 | 0.88744 | 0.83331 | 0.98388 | 0.88735 | -4.1018 | -121.6781 | 125.61 | -4.1015 | -121.6703 | 125.6023
Line6_7_8 | 0 | 0 | 0 | 0 | 0 | 0 | 0 | 0 | 0 | 0 | 0 | 0 | 1.2638e-08 | 7.4861e-09 | -1.9883e-08 | -8.2283e-09 | -5.2947e-09 | 1.3283e-08 | 1.3777e-08 | -2.0767e-08 | 1.0086e-09 | -9.3816e-09 | 1.375e-08 | -3.8655e-10 | 0 | 0 | 0 | 0 | 0 | 0 |  | 0.83331 | 0.98388 | 0.88735 | 0.83331 | 0.98388 | 0.88735 | -4.1015 | -121.6703 | 125.6023 | -4.1015 | -121.6703 | 125.6023
Line7_8_9 | 0 | 0 | 0 | 0 | 0 | 0 | 0 | 0 | 0 | 0 | 0 | 0 | 4.2125e-09 | 2.4954e-09 | -6.6278e-09 | 1.9674e-10 | -3.0399e-10 | 2.7182e-11 | 4.5925e-09 | -6.9223e-09 | 3.3621e-10 | -1.9668e-10 | -9.4639e-11 | 2.8586e-10 | 0 | 0 | 0 | 0 | 0 | 0 |  | 0.83331 | 0.98388 | 0.88735 | 0.83331 | 0.98388 | 0.88735 | -4.1015 | -121.6703 | 125.6023 | -4.1015 | -121.6703 | 125.6023
Line8_8_10 | 0 | 0 | 0 | 0 | 0 | 0 | 0 | 0 | 0 | 0 | 0 | 0 | 4.2125e-09 | 2.4954e-09 | -6.6278e-09 | 1.9674e-10 | -3.0399e-10 | 2.7182e-11 | 4.5925e-09 | -6.9223e-09 | 3.3621e-10 | -1.9668e-10 | -9.4639e-11 | 2.8586e-10 | 0 | 0 | 0 | 0 | 0 | 0 |  | 0.83331 | 0.98388 | 0.88735 | 0.83331 | 0.98388 | 0.88735 | -4.1015 | -121.6703 | 125.6023 | -4.1015 | -121.6703 | 125.6023
Line9_3_11 | 0.0025963 | 0.0025574 | 0.00255 | 0.0025963 | 0.0025574 | 0.0025501 | 0.00059959 | 0.0005906 | 0.00058891 | 0.0005996 | 0.00059061 | 0.00058892 | -0.00035483 | -0.00017229 | 0.00052026 | 0.0003549 | 0.00017236 | -0.00052021 | -0.00035149 | 0.00055505 | -5.0201e-05 | 0.00035157 | -0.00055499 | 5.0266e-05 | 131.1685 | 131.0692 | 131.1292 | -48.8315 | -48.9308 | -48.8708 |  | 0.83299 | 0.98403 | 0.88754 | 0.83315 | 0.98395 | 0.88744 | -4.102 | -121.686 | 125.6177 | -4.1017 | -121.6782 | 125.61

## LLG_max_6
name | pf_ikss_a_from_ka | pf_ikss_b_from_ka | pf_ikss_c_from_ka | pf_ikss_a_to_ka | pf_ikss_b_to_ka | pf_ikss_c_to_ka | pf_skss_a_from_mw | pf_skss_b_from_mw | pf_skss_c_from_mw | pf_skss_a_to_mw | pf_skss_b_to_mw | pf_skss_c_to_mw | pf_p_a_from_mw | pf_p_b_from_mw | pf_p_c_from_mw | pf_p_a_to_mw | pf_p_b_to_mw | pf_p_c_to_mw | pf_q_a_from_mvar | pf_q_b_from_mvar | pf_q_c_from_mvar | pf_q_a_to_mvar | pf_q_b_to_mvar | pf_q_c_to_mvar | pf_ikss_a_from_degree | pf_ikss_b_from_degree | pf_ikss_c_from_degree | pf_ikss_a_to_degree | pf_ikss_b_to_degree | pf_ikss_c_to_degree | 3xI0 | pf_vm_a_from_pu | pf_vm_b_from_pu | pf_vm_c_from_pu | pf_vm_a_to_pu | pf_vm_b_to_pu | pf_vm_c_to_pu | pf_va_a_from_degree | pf_va_b_from_degree | pf_va_c_from_degree | pf_va_a_to_degree | pf_va_b_to_degree | pf_va_c_to_degree
Line0_1_2 | 0.19116 | 0.51248 | 0.55674 | 0.19116 | 0.51248 | 0.55674 | 0.044147 | 0.11835 | 0.12857 | 0.044147 | 0.11835 | 0.12857 | 0.0099682 | 0.027097 | -0.083449 | -0.0099378 | -0.026291 | 0.08667 | 0.05686 | -0.073131 | -0.038892 | -0.056841 | 0.077317 | 0.042803 | -77.7697 | -43.333 | -106.0139 | 102.2303 | 136.667 | 73.9861 |  | 1.3076 | 0.65896 | 0.71606 | 1.3071 | 0.69002 | 0.75181 | 2.2867 | -113.0018 | 98.9744 | 2.3132 | -114.5528 | 100.2689
Line10_11_12 | 0.17652 | 0.46397 | 0.49707 | 0.17652 | 0.46397 | 0.49707 | 0.040766 | 0.10715 | 0.11479 | 0.040766 | 0.10715 | 0.11479 | 0.013379 | 0.021779 | -0.080669 | -0.013372 | -0.021102 | 0.083255 | 0.051514 | -0.073521 | -0.038698 | -0.051474 | 0.076927 | 0.041791 | -73.1615 | -42.1263 | -104.3233 | 106.8385 | 137.8737 | 75.6767 |  | 1.3056 | 0.71564 | 0.7794 | 1.3046 | 0.74447 | 0.8115 | 2.2794 | -115.6259 | 101.3041 | 2.2757 | -116.7869 | 102.3317
Line11_12_13 | 0.17652 | 0.46397 | 0.49707 | 0.17652 | 0.46397 | 0.49707 | 0.040766 | 0.10715 | 0.11479 | 0.040766 | 0.10715 | 0.11479 | 0.013372 | 0.021102 | -0.083255 | -0.013365 | -0.020425 | 0.085841 | 0.051474 | -0.076927 | -0.041791 | -0.051434 | 0.080333 | 0.044885 | -73.1615 | -42.1263 | -104.3233 | 106.8385 | 137.8737 | 75.6767 |  | 1.3046 | 0.74447 | 0.8115 | 1.3036 | 0.77359 | 0.84384 | 2.2757 | -116.7869 | 102.3317 | 2.272 | -117.8609 | 103.2809
Line12_13_15 | 0 | 0 | 0 | 0 | 0 | 0 | 0 | 0 | 0 | 0 | 0 | 0 | -1.3745e-08 | -3.9432e-08 | 5.2978e-08 | 7.9471e-09 | 2.707e-08 | -3.4818e-08 | -8.2953e-08 | 3.3127e-08 | 1.9325e-09 | 5.5501e-08 | -2.1974e-08 | -2.2229e-09 | 0 | 0 | 0 | 0 | 0 | 0 |  | 1.3036 | 0.77359 | 0.84384 | 1.3036 | 0.77359 | 0.84384 | 2.272 | -117.8609 | 103.2809 | 2.272 | -117.8609 | 103.2809
Line13_13_14 | 0.17652 | 0.46397 | 0.49707 | 0.17652 | 0.46397 | 0.49707 | 0.040766 | 0.10715 | 0.11479 | 0.040766 | 0.10715 | 0.11479 | 0.013365 | 0.020425 | -0.085841 | -0.013358 | -0.019748 | 0.088427 | 0.051434 | -0.080333 | -0.044885 | -0.051393 | 0.083738 | 0.047978 | -73.1615 | -42.1263 | -104.3233 | 106.8385 | 137.8737 | 75.6767 |  | 1.3036 | 0.77359 | 0.84384 | 1.3026 | 0.80296 | 0.87639 | 2.272 | -117.8609 | 103.2809 | 2.2683 | -118.8567 | 104.1598
Line14_15_16 | 0 | 0 | 0 | 0 | 0 | 0 | 0 | 0 | 0 | 0 | 0 | 0 | -9.1632e-09 | -2.6288e-08 | 3.5318e-08 | 3.3655e-09 | 1.3926e-08 | -1.7159e-08 | -5.5302e-08 | 2.2085e-08 | 1.2883e-09 | 2.785e-08 | -1.0931e-08 | -1.5788e-09 | 0 | 0 | 0 | 0 | 0 | 0 |  | 1.3036 | 0.77359 | 0.84384 | 1.3036 | 0.77359 | 0.84384 | 2.272 | -117.8609 | 103.2809 | 2.272 | -117.8609 | 103.2809
Line15_16_17 | 0 | 0 | 0 | 0 | 0 | 0 | 0 | 0 | 0 | 0 | 0 | 0 | -4.5816e-09 | -1.3144e-08 | 1.7659e-08 | -1.2161e-09 | 7.8197e-10 | 5.0054e-10 | -2.7651e-08 | 1.1042e-08 | 6.4416e-10 | 1.9896e-10 | 1.1117e-10 | -9.3461e-10 | 0 | 0 | 0 | 0 | 0 | 0 |  | 1.3036 | 0.77359 | 0.84384 | 1.3036 | 0.77359 | 0.84384 | 2.272 | -117.8609 | 103.2809 | 2.272 | -117.8609 | 103.2809
Line16_4_18 | 0 | 3.8624 | 4.3207 | 0 | 3.8624 | 4.3207 | 0 | 0.89198 | 0.99783 | 0 | 0.89198 | 0.99783 | -8.4526e-10 | 0.098578 | 0.21631 | -7.0592e-10 | 7.8726e-14 | 3.2948e-14 | -3.9981e-08 | 0.30525 | 0.32452 | 3.3647e-10 | 8.9243e-15 | 9.5266e-15 | 0 | 172.8164 | 43.8298 | 0 | -7.1836 | -136.1702 |  | 1.261 | 0.35962 | 0.39085 | 1.2068 | 0 | 0 | 3.3022 | -115.0808 | 100.1444 | 4.153 | 0 | 0
Line17_5_19 | 0 | 0 | 0 | 0 | 0 | 0 | 0 | 0 | 0 | 0 | 0 | 0 | -2.9739e-09 | -1.5704e-08 | 1.8298e-08 | -1.2391e-09 | 9.2592e-10 | 6.9322e-10 | -3.4625e-08 | 9.0211e-09 | 8.9306e-10 | 2.0087e-10 | 3.091e-10 | -9.8911e-10 | 0 | 0 | 0 | 0 | 0 | 0 |  | 1.3076 | 0.65896 | 0.71606 | 1.3076 | 0.65896 | 0.71606 | 2.2867 | -113.0018 | 98.9744 | 2.2867 | -113.0018 | 98.9744
Line1_1_3 | 0.17652 | 0.46397 | 0.49707 | 0.17652 | 0.46397 | 0.49707 | 0.040765 | 0.10715 | 0.11479 | 0.040766 | 0.10715 | 0.11479 | 0.013393 | 0.023132 | -0.075497 | -0.013386 | -0.022455 | 0.078083 | 0.051595 | -0.06671 | -0.032511 | -0.051555 | 0.070116 | 0.035604 | -73.1615 | -42.1262 | -104.3233 | 106.8385 | 137.8738 | 75.6767 |  | 1.3076 | 0.65896 | 0.71606 | 1.3066 | 0.68712 | 0.74758 | 2.2867 | -113.0018 | 98.9744 | 2.283 | -114.368 | 100.1886
Line2_1_4 | 0.20164 | 3.1688 | 3.4944 | 0.20164 | 3.1688 | 3.4944 | 0.046566 | 0.73179 | 0.80699 | 0.046566 | 0.73179 | 0.80699 | -0.019837 | 0.18637 | 0.29434 | 0.020111 | -0.11045 | -0.15508 | 0.057568 | 0.44475 | 0.49728 | -0.05517 | -0.23887 | -0.27466 | -106.7266 | 179.7343 | 39.5956 | 73.2735 | -0.26569 | -140.4044 |  | 1.3076 | 0.65896 | 0.71606 | 1.261 | 0.35962 | 0.39085 | 2.2867 | -113.0018 | 98.9744 | 3.3022 | -115.0808 | 100.1444
Line3_1_5 | 0 | 0 | 0 | 0 | 0 | 0 | 0 | 0 | 0 | 0 | 0 | 0 | -5.9477e-09 | -3.1409e-08 | 3.6596e-08 | 1.7347e-09 | 1.663e-08 | -1.7605e-08 | -6.9249e-08 | 1.8042e-08 | 1.7861e-09 | 3.4826e-08 | -8.712e-09 | -1.8822e-09 | 0 | 0 | 0 | 0 | 0 | 0 |  | 1.3076 | 0.65896 | 0.71606 | 1.3076 | 0.65896 | 0.71606 | 2.2867 | -113.0018 | 98.9744 | 2.2867 | -113.0018 | 98.9744
Line4_2_6 | 0.19116 | 0.51248 | 0.55674 | 0.19116 | 0.51248 | 0.55674 | 0.044147 | 0.11835 | 0.12857 | 0.044147 | 0.11835 | 0.12857 | 0.0099378 | 0.026291 | -0.08667 | -0.0099074 | -0.025485 | 0.089892 | 0.056841 | -0.077317 | -0.042803 | -0.056822 | 0.081503 | 0.046713 | -77.7697 | -43.333 | -106.0139 | 102.2303 | 136.667 | 73.9861 |  | 1.3071 | 0.69002 | 0.75181 | 1.3065 | 0.72153 | 0.78791 | 2.3132 | -114.5528 | 100.2689 | 2.3397 | -115.9692 | 101.4453
Line5_6_7 | 0.19116 | 0.51248 | 0.55674 | 0.19116 | 0.51248 | 0.55674 | 0.044147 | 0.11835 | 0.12857 | 0.044147 | 0.11835 | 0.12857 | 0.0099074 | 0.025485 | -0.089892 | -0.0098771 | -0.024679 | 0.093113 | 0.056822 | -0.081503 | -0.046713 | -0.056803 | 0.085689 | 0.050624 | -77.7697 | -43.333 | -106.0139 | 102.2303 | 136.667 | 73.9861 |  | 1.3065 | 0.72153 | 0.78791 | 1.306 | 0.75345 | 0.82431 | 2.3397 | -115.9692 | 101.4453 | 2.3662 | -117.2664 | 102.5182
Line6_7_8 | 0 | 0 | 0 | 0 | 0 | 0 | 0 | 0 | 0 | 0 | 0 | 0 | -1.3432e-08 | -4.0807e-08 | 5.3875e-08 | 7.7243e-09 | 2.8021e-08 | -3.5381e-08 | -8.6857e-08 | 3.2769e-08 | 1.8158e-09 | 5.8112e-08 | -2.1708e-08 | -2.1639e-09 | 0 | 0 | 0 | 0 | 0 | 0 |  | 1.306 | 0.75345 | 0.82431 | 1.306 | 0.75345 | 0.82431 | 2.3662 | -117.2664 | 102.5182 | 2.3662 | -117.2664 | 102.5182
Line7_8_9 | 0 | 0 | 0 | 0 | 0 | 0 | 0 | 0 | 0 | 0 | 0 | 0 | -4.4772e-09 | -1.3602e-08 | 1.7958e-08 | -1.2301e-09 | 8.1596e-10 | 5.3556e-10 | -2.8952e-08 | 1.0923e-08 | 6.0527e-10 | 2.0759e-10 | 1.3835e-10 | -9.5336e-10 | 0 | 0 | 0 | 0 | 0 | 0 |  | 1.306 | 0.75345 | 0.82431 | 1.306 | 0.75345 | 0.82431 | 2.3662 | -117.2664 | 102.5182 | 2.3662 | -117.2664 | 102.5182
Line8_8_10 | 0 | 0 | 0 | 0 | 0 | 0 | 0 | 0 | 0 | 0 | 0 | 0 | -4.4772e-09 | -1.3602e-08 | 1.7958e-08 | -1.2301e-09 | 8.1596e-10 | 5.3556e-10 | -2.8952e-08 | 1.0923e-08 | 6.0527e-10 | 2.0759e-10 | 1.3835e-10 | -9.5336e-10 | 0 | 0 | 0 | 0 | 0 | 0 |  | 1.306 | 0.75345 | 0.82431 | 1.306 | 0.75345 | 0.82431 | 2.3662 | -117.2664 | 102.5182 | 2.3662 | -117.2664 | 102.5182
Line9_3_11 | 0.17652 | 0.46397 | 0.49707 | 0.17652 | 0.46397 | 0.49707 | 0.040766 | 0.10715 | 0.11479 | 0.040766 | 0.10715 | 0.11479 | 0.013386 | 0.022455 | -0.078083 | -0.013379 | -0.021779 | 0.080669 | 0.051555 | -0.070116 | -0.035604 | -0.051514 | 0.073521 | 0.038698 | -73.1615 | -42.1262 | -104.3233 | 106.8385 | 137.8737 | 75.6767 |  | 1.3066 | 0.68712 | 0.74758 | 1.3056 | 0.71564 | 0.7794 | 2.283 | -114.368 | 100.1886 | 2.2794 | -115.6259 | 101.3041

## LLG_max_10
name | pf_ikss_a_from_ka | pf_ikss_b_from_ka | pf_ikss_c_from_ka | pf_ikss_a_to_ka | pf_ikss_b_to_ka | pf_ikss_c_to_ka | pf_skss_a_from_mw | pf_skss_b_from_mw | pf_skss_c_from_mw | pf_skss_a_to_mw | pf_skss_b_to_mw | pf_skss_c_to_mw | pf_p_a_from_mw | pf_p_b_from_mw | pf_p_c_from_mw | pf_p_a_to_mw | pf_p_b_to_mw | pf_p_c_to_mw | pf_q_a_from_mvar | pf_q_b_from_mvar | pf_q_c_from_mvar | pf_q_a_to_mvar | pf_q_b_to_mvar | pf_q_c_to_mvar | pf_ikss_a_from_degree | pf_ikss_b_from_degree | pf_ikss_c_from_degree | pf_ikss_a_to_degree | pf_ikss_b_to_degree | pf_ikss_c_to_degree | 3xI0 | pf_vm_a_from_pu | pf_vm_b_from_pu | pf_vm_c_from_pu | pf_vm_a_to_pu | pf_vm_b_to_pu | pf_vm_c_to_pu | pf_va_a_from_degree | pf_va_b_from_degree | pf_va_c_from_degree | pf_va_a_to_degree | pf_va_b_to_degree | pf_va_c_to_degree
Line0_1_2 | 0.19605 | 0.52286 | 0.57011 | 0.19605 | 0.52286 | 0.57011 | 0.045277 | 0.12075 | 0.13166 | 0.045277 | 0.12075 | 0.13166 | 0.0098369 | 0.028418 | -0.088176 | -0.0097968 | -0.027588 | 0.091556 | 0.061372 | -0.077066 | -0.041098 | -0.061351 | 0.081437 | 0.045207 | -78.6015 | -43.2446 | -106.4077 | 101.3985 | 136.7554 | 73.5923 |  | 1.3728 | 0.68024 | 0.73889 | 1.3722 | 0.71208 | 0.77554 | 2.2923 | -113.0031 | 98.582 | 2.3259 | -114.5301 | 99.8706
Line10_11_12 | 0.18153 | 0.47513 | 0.51117 | 0.18153 | 0.47513 | 0.51117 | 0.041922 | 0.10973 | 0.11805 | 0.041922 | 0.10973 | 0.11805 | 0.013496 | 0.022984 | -0.085554 | -0.013482 | -0.022282 | 0.08829 | 0.055854 | -0.077709 | -0.041127 | -0.055812 | 0.081292 | 0.044406 | -74.1149 | -42.0742 | -104.7665 | 105.8851 | 137.9258 | 75.2335 |  | 1.3707 | 0.73854 | 0.80412 | 1.3696 | 0.7682 | 0.83718 | 2.3008 | -115.5975 | 100.9078 | 2.3051 | -116.7458 | 101.934
Line11_12_13 | 0.18153 | 0.47513 | 0.51117 | 0.18153 | 0.47513 | 0.51117 | 0.041922 | 0.10973 | 0.11805 | 0.041922 | 0.10973 | 0.11805 | 0.013482 | 0.022282 | -0.08829 | -0.013467 | -0.021581 | 0.091026 | 0.055812 | -0.081292 | -0.044406 | -0.05577 | 0.084876 | 0.047685 | -74.1149 | -42.0742 | -104.7665 | 105.8851 | 137.9258 | 75.2335 |  | 1.3696 | 0.7682 | 0.83718 | 1.3686 | 0.79814 | 0.87048 | 2.3051 | -116.7458 | 101.934 | 2.3094 | -117.8084 | 102.8819
Line12_13_15 | 0 | 0 | 0 | 0 | 0 | 0 | 0 | 0 | 0 | 0 | 0 | 0 | -1.4898e-08 | -4.385e-08 | 5.8429e-08 | 8.5796e-09 | 3.0114e-08 | -3.8376e-08 | -9.3346e-08 | 3.6314e-08 | 2.0652e-09 | 6.2453e-08 | -2.4086e-08 | -2.4102e-09 | 0 | 0 | 0 | 0 | 0 | 0 |  | 1.3686 | 0.79814 | 0.87048 | 1.3686 | 0.79814 | 0.87048 | 2.3094 | -117.8084 | 102.8819 | 2.3094 | -117.8084 | 102.8819
Line13_13_14 | 0.18153 | 0.47513 | 0.51117 | 0.18153 | 0.47513 | 0.51117 | 0.041922 | 0.10973 | 0.11805 | 0.041922 | 0.10973 | 0.11805 | 0.013467 | 0.021581 | -0.091026 | -0.013453 | -0.020879 | 0.093762 | 0.05577 | -0.084876 | -0.047685 | -0.055728 | 0.088459 | 0.050964 | -74.1149 | -42.0743 | -104.7665 | 105.8851 | 137.9257 | 75.2335 |  | 1.3686 | 0.79814 | 0.87048 | 1.3675 | 0.82833 | 0.90401 | 2.3094 | -117.8084 | 102.8819 | 2.3136 | -118.7938 | 103.7597
Line14_15_16 | 0 | 0 | 0 | 0 | 0 | 0 | 0 | 0 | 0 | 0 | 0 | 0 | -9.9317e-09 | -2.9233e-08 | 3.8953e-08 | 3.6137e-09 | 1.5498e-08 | -1.8899e-08 | -6.2231e-08 | 2.4209e-08 | 1.3768e-09 | 3.1338e-08 | -1.1981e-08 | -1.7218e-09 | 0 | 0 | 0 | 0 | 0 | 0 |  | 1.3686 | 0.79814 | 0.87048 | 1.3686 | 0.79814 | 0.87048 | 2.3094 | -117.8084 | 102.8819 | 2.3094 | -117.8084 | 102.8819
Line15_16_17 | 0 | 0 | 0 | 0 | 0 | 0 | 0 | 0 | 0 | 0 | 0 | 0 | -4.9659e-09 | -1.4617e-08 | 1.9476e-08 | -1.3521e-09 | 8.8104e-10 | 5.7703e-10 | -3.1115e-08 | 1.2105e-08 | 6.8839e-10 | 2.2242e-10 | 1.2311e-10 | -1.0334e-09 | 0 | 0 | 0 | 0 | 0 | 0 |  | 1.3686 | 0.79814 | 0.87048 | 1.3686 | 0.79814 | 0.87048 | 2.3094 | -117.8084 | 102.8819 | 2.3094 | -117.8084 | 102.8819
Line16_4_18 | 0 | 3.9734 | 4.444 | 0 | 3.9734 | 4.444 | 0 | 0.91762 | 1.0263 | 0 | 0.91762 | 1.0263 | -8.7335e-10 | 0.10495 | 0.22869 | -8.0481e-10 | 1.3241e-13 | 9.5821e-14 | -4.4319e-08 | 0.32332 | 0.34397 | 3.6803e-10 | -4.4695e-14 | -3.628e-14 | 0 | 172.9462 | 43.3673 | 0 | -7.0538 | -136.6327 |  | 1.3251 | 0.37044 | 0.40247 | 1.27 | 0 | 0 | 3.2875 | -115.0377 | 99.7489 | 4.1202 | 0 | 0
Line17_5_19 | 0 | 0 | 0 | 0 | 0 | 0 | 0 | 0 | 0 | 0 | 0 | 0 | -3.201e-09 | -1.7252e-08 | 2.0031e-08 | -1.3775e-09 | 1.0265e-09 | 7.7253e-10 | -3.8602e-08 | 9.8431e-09 | 9.0199e-10 | 2.2146e-10 | 3.3422e-10 | -1.0883e-09 | 0 | 0 | 0 | 0 | 0 | 0 |  | 1.3728 | 0.68024 | 0.73889 | 1.3728 | 0.68024 | 0.73889 | 2.2923 | -113.0031 | 98.582 | 2.2923 | -113.0031 | 98.582
Line1_1_3 | 0.18153 | 0.47513 | 0.51117 | 0.18153 | 0.47513 | 0.51117 | 0.041922 | 0.10973 | 0.11805 | 0.041922 | 0.10973 | 0.11805 | 0.013525 | 0.024388 | -0.080083 | -0.013511 | -0.023686 | 0.082818 | 0.055938 | -0.070543 | -0.03457 | -0.055896 | 0.074126 | 0.037848 | -74.1149 | -42.0742 | -104.7665 | 105.8851 | 137.9258 | 75.2335 |  | 1.3728 | 0.68024 | 0.73889 | 1.3717 | 0.70921 | 0.77135 | 2.2923 | -113.0031 | 98.582 | 2.2966 | -114.3536 | 99.7941
Line2_1_4 | 0.20629 | 3.2762 | 3.613 | 0.20629 | 3.2762 | 3.613 | 0.04764 | 0.7566 | 0.83438 | 0.04764 | 0.7566 | 0.83438 | -0.021021 | 0.19891 | 0.31358 | 0.021326 | -0.11743 | -0.16488 | 0.061929 | 0.47468 | 0.53081 | -0.059418 | -0.25449 | -0.29255 | -106.4564 | 179.7326 | 39.1546 | 73.5436 | -0.26738 | -140.8454 |  | 1.3728 | 0.68024 | 0.73889 | 1.3251 | 0.37044 | 0.40247 | 2.2923 | -113.0031 | 98.582 | 3.2875 | -115.0377 | 99.7489
Line3_1_5 | 0 | 0 | 0 | 0 | 0 | 0 | 0 | 0 | 0 | 0 | 0 | 0 | -6.4019e-09 | -3.4503e-08 | 4.0062e-08 | 1.8235e-09 | 1.8278e-08 | -1.9259e-08 | -7.7203e-08 | 1.9686e-08 | 1.804e-09 | 3.8823e-08 | -9.5089e-09 | -1.9903e-09 | 0 | 0 | 0 | 0 | 0 | 0 |  | 1.3728 | 0.68024 | 0.73889 | 1.3728 | 0.68024 | 0.73889 | 2.2923 | -113.0031 | 98.582 | 2.2923 | -113.0031 | 98.582
Line4_2_6 | 0.19605 | 0.52286 | 0.57011 | 0.19605 | 0.52286 | 0.57011 | 0.045277 | 0.12075 | 0.13166 | 0.045277 | 0.12075 | 0.13166 | 0.0097968 | 0.027588 | -0.091556 | -0.0097567 | -0.026758 | 0.094936 | 0.061351 | -0.081437 | -0.045207 | -0.061331 | 0.085808 | 0.049316 | -78.6015 | -43.2446 | -106.4077 | 101.3985 | 136.7553 | 73.5923 |  | 1.3722 | 0.71208 | 0.77554 | 1.3716 | 0.74438 | 0.81255 | 2.3259 | -114.5301 | 99.8706 | 2.3595 | -115.9256 | 101.0424
Line5_6_7 | 0.19605 | 0.52286 | 0.57011 | 0.19605 | 0.52286 | 0.57011 | 0.045277 | 0.12075 | 0.13166 | 0.045277 | 0.12075 | 0.13166 | 0.0097567 | 0.026758 | -0.094936 | -0.0097165 | -0.025927 | 0.098316 | 0.061331 | -0.085808 | -0.049316 | -0.06131 | 0.09018 | 0.053424 | -78.6015 | -43.2447 | -106.4077 | 101.3985 | 136.7553 | 73.5923 |  | 1.3716 | 0.74438 | 0.81255 | 1.371 | 0.77709 | 0.84986 | 2.3595 | -115.9256 | 101.0424 | 2.3931 | -117.2042 | 102.1117
Line6_7_8 | 0 | 0 | 0 | 0 | 0 | 0 | 0 | 0 | 0 | 0 | 0 | 0 | -1.4502e-08 | -4.5303e-08 | 5.9317e-08 | 8.3008e-09 | 3.1118e-08 | -3.8931e-08 | -9.7605e-08 | 3.584e-08 | 1.9331e-09 | 6.5301e-08 | -2.374e-08 | -2.3416e-09 | 0 | 0 | 0 | 0 | 0 | 0 |  | 1.371 | 0.77709 | 0.84986 | 1.371 | 0.77709 | 0.84986 | 2.3931 | -117.2042 | 102.1117 | 2.3931 | -117.2042 | 102.1117
Line7_8_9 | 0 | 0 | 0 | 0 | 0 | 0 | 0 | 0 | 0 | 0 | 0 | 0 | -4.834e-09 | -1.5101e-08 | 1.9772e-08 | -1.3673e-09 | 9.1635e-10 | 6.1377e-10 | -3.2535e-08 | 1.1947e-08 | 6.4435e-10 | 2.309e-10 | 1.5288e-10 | -1.0529e-09 | 0 | 0 | 0 | 0 | 0 | 0 |  | 1.371 | 0.77709 | 0.84986 | 1.371 | 0.77709 | 0.84986 | 2.3931 | -117.2042 | 102.1117 | 2.3931 | -117.2042 | 102.1117
Line8_8_10 | 0 | 0 | 0 | 0 | 0 | 0 | 0 | 0 | 0 | 0 | 0 | 0 | -4.834e-09 | -1.5101e-08 | 1.9772e-08 | -1.3673e-09 | 9.1635e-10 | 6.1377e-10 | -3.2535e-08 | 1.1947e-08 | 6.4435e-10 | 2.309e-10 | 1.5288e-10 | -1.0529e-09 | 0 | 0 | 0 | 0 | 0 | 0 |  | 1.371 | 0.77709 | 0.84986 | 1.371 | 0.77709 | 0.84986 | 2.3931 | -117.2042 | 102.1117 | 2.3931 | -117.2042 | 102.1117
Line9_3_11 | 0.18153 | 0.47513 | 0.51117 | 0.18153 | 0.47513 | 0.51117 | 0.041922 | 0.10973 | 0.11805 | 0.041922 | 0.10973 | 0.11805 | 0.013511 | 0.023686 | -0.082818 | -0.013496 | -0.022984 | 0.085554 | 0.055896 | -0.074126 | -0.037848 | -0.055854 | 0.077709 | 0.041127 | -74.1149 | -42.0742 | -104.7665 | 105.8851 | 137.9258 | 75.2335 |  | 1.3717 | 0.70921 | 0.77135 | 1.3707 | 0.73854 | 0.80412 | 2.2966 | -114.3536 | 99.7941 | 2.3008 | -115.5975 | 100.9078

## LLG_max_fault_6
name | pf_ikss_a_from_ka | pf_ikss_b_from_ka | pf_ikss_c_from_ka | pf_ikss_a_to_ka | pf_ikss_b_to_ka | pf_ikss_c_to_ka | pf_skss_a_from_mw | pf_skss_b_from_mw | pf_skss_c_from_mw | pf_skss_a_to_mw | pf_skss_b_to_mw | pf_skss_c_to_mw | pf_p_a_from_mw | pf_p_b_from_mw | pf_p_c_from_mw | pf_p_a_to_mw | pf_p_b_to_mw | pf_p_c_to_mw | pf_q_a_from_mvar | pf_q_b_from_mvar | pf_q_c_from_mvar | pf_q_a_to_mvar | pf_q_b_to_mvar | pf_q_c_to_mvar | pf_ikss_a_from_degree | pf_ikss_b_from_degree | pf_ikss_c_from_degree | pf_ikss_a_to_degree | pf_ikss_b_to_degree | pf_ikss_c_to_degree | 3xI0 | pf_vm_a_from_pu | pf_vm_b_from_pu | pf_vm_c_from_pu | pf_vm_a_to_pu | pf_vm_b_to_pu | pf_vm_c_to_pu | pf_va_a_from_degree | pf_va_b_from_degree | pf_va_c_from_degree | pf_va_a_to_degree | pf_va_b_to_degree | pf_va_c_to_degree
Line0_1_2 | 0.11695 | 0.12345 | 0.11979 | 0.11695 | 0.12345 | 0.11979 | 0.027009 | 0.028509 | 0.027665 | 0.027009 | 0.028509 | 0.027665 | -0.001094 | -0.0018527 | -0.0028679 | 0.0012293 | 0.0020016 | 0.0030162 | -0.029356 | -0.030784 | -0.029861 | 0.029635 | 0.031085 | 0.030147 | 92.3357 | -26.4991 | -144.6067 | -87.6643 | 153.5009 | 35.3933 |  | 1.0877 | 1.0818 | 1.0844 | 1.0981 | 1.0926 | 1.0952 | 0.2015 | -119.9432 | 119.9072 | -0.039693 | -120.1833 | 119.6798
Line10_11_12 | 0.10432 | 0.1101 | 0.10665 | 0.10432 | 0.1101 | 0.10665 | 0.024092 | 0.025426 | 0.024629 | 0.024092 | 0.025426 | 0.024629 | -0.0010814 | -0.0018448 | -0.0027253 | 0.0011889 | 0.0019633 | 0.0028429 | -0.026632 | -0.027937 | -0.027043 | 0.026853 | 0.028176 | 0.02727 | 92.0965 | -26.5921 | -144.7429 | -87.9035 | 153.4079 | 35.2571 |  | 1.1063 | 1.1011 | 1.1036 | 1.1157 | 1.1108 | 1.1132 | -0.22888 | -120.3702 | 119.5026 | -0.43865 | -120.5781 | 119.3055
Line11_12_13 | 0.10432 | 0.1101 | 0.10665 | 0.10432 | 0.1101 | 0.10665 | 0.024092 | 0.025426 | 0.024629 | 0.024092 | 0.025426 | 0.024629 | -0.0011889 | -0.0019633 | -0.0028429 | 0.0012964 | 0.0020818 | 0.0029605 | -0.026853 | -0.028176 | -0.02727 | 0.027074 | 0.028415 | 0.027497 | 92.0965 | -26.5921 | -144.7429 | -87.9035 | 153.4079 | 35.2571 |  | 1.1157 | 1.1108 | 1.1132 | 1.1251 | 1.1206 | 1.1229 | -0.43865 | -120.5781 | 119.3055 | -0.64493 | -120.7824 | 119.1118
Line12_13_15 | 0 | 0 | 0 | 0 | 0 | 0 | 0 | 0 | 0 | 0 | 0 | 0 | 3.8952e-10 | 7.2039e-10 | 1.5929e-09 | -5.6974e-10 | -7.7055e-10 | -1.3625e-09 | -3.4232e-10 | 8.8675e-10 | -2.5396e-11 | 1.7946e-10 | -6.5007e-10 | -5.0083e-11 | 0 | 0 | 0 | 0 | 0 | 0 |  | 1.1251 | 1.1206 | 1.1229 | 1.1251 | 1.1206 | 1.1229 | -0.64493 | -120.7824 | 119.1118 | -0.64493 | -120.7824 | 119.1118
Line13_13_14 | 0.10432 | 0.1101 | 0.10665 | 0.10432 | 0.1101 | 0.10665 | 0.024092 | 0.025426 | 0.024629 | 0.024092 | 0.025426 | 0.024629 | -0.0012964 | -0.0020818 | -0.0029605 | 0.0014039 | 0.0022004 | 0.0030781 | -0.027074 | -0.028415 | -0.027497 | 0.027295 | 0.028655 | 0.027723 | 92.0965 | -26.5921 | -144.7429 | -87.9035 | 153.4079 | 35.2571 |  | 1.1251 | 1.1206 | 1.1229 | 1.1345 | 1.1303 | 1.1325 | -0.64493 | -120.7824 | 119.1118 | -0.84779 | -120.9832 | 118.9214
Line14_15_16 | 0 | 0 | 0 | 0 | 0 | 0 | 0 | 0 | 0 | 0 | 0 | 0 | 2.5968e-10 | 4.8026e-10 | 1.0619e-09 | -4.399e-10 | -5.3042e-10 | -8.3155e-10 | -2.2822e-10 | 5.9116e-10 | -1.693e-11 | 6.5351e-11 | -3.5449e-10 | -5.8548e-11 | 0 | 0 | 0 | 0 | 0 | 0 |  | 1.1251 | 1.1206 | 1.1229 | 1.1251 | 1.1206 | 1.1229 | -0.64493 | -120.7824 | 119.1118 | -0.64493 | -120.7824 | 119.1118
Line15_16_17 | 0 | 0 | 0 | 0 | 0 | 0 | 0 | 0 | 0 | 0 | 0 | 0 | 1.2984e-10 | 2.4013e-10 | 5.3097e-10 | -3.1006e-10 | -2.9029e-10 | -3.0058e-10 | -1.1411e-10 | 2.9558e-10 | -8.4653e-12 | -4.8756e-11 | -5.891e-11 | -6.7013e-11 | 0 | 0 | 0 | 0 | 0 | 0 |  | 1.1251 | 1.1206 | 1.1229 | 1.1251 | 1.1206 | 1.1229 | -0.64493 | -120.7824 | 119.1118 | -0.64493 | -120.7824 | 119.1118
Line16_4_18 | 0 | 0.035581 | 0.035642 | 0 | 0.035581 | 0.035642 | 0 | 0.0082171 | 0.0082313 | 0 | 0.0082171 | 0.0082313 | -1.7225e-11 | 0.0063379 | 0.0063672 | -1.9892e-10 | -0.00633 | -0.0063519 | -2.7618e-10 | 0.006355 | 0.0063734 | 4.9401e-12 | -0.00633 | -0.0063519 | 0 | -165.2115 | 74.7485 | 0 | 14.7885 | -105.2515 |  | 1.0999 | 1.0923 | 1.0945 | 1.0993 | 1.0894 | 1.0913 | 0.076144 | -120.1343 | 119.7762 | 0.066874 | -120.2115 | 119.7485
Line17_5_19 | 0 | 0 | 0 | 0 | 0 | 0 | 0 | 0 | 0 | 0 | 0 | 0 | -4.3862e-11 | 3.8282e-11 | 4.1834e-10 | -1.502e-10 | -1.2596e-10 | -1.3659e-10 | -2.2937e-10 | 2.6999e-10 | -5.5247e-11 | 1.4727e-11 | 4.1267e-12 | -6.7588e-12 | 0 | 0 | 0 | 0 | 0 | 0 |  | 1.0877 | 1.0818 | 1.0844 | 1.0877 | 1.0818 | 1.0844 | 0.2015 | -119.9432 | 119.9072 | 0.2015 | -119.9432 | 119.9072
Line1_1_3 | 0.10432 | 0.1101 | 0.10665 | 0.10432 | 0.1101 | 0.10665 | 0.024092 | 0.025426 | 0.024629 | 0.024092 | 0.025426 | 0.024629 | -0.00086648 | -0.0016078 | -0.00249 | 0.00097396 | 0.0017263 | 0.0026077 | -0.026189 | -0.027458 | -0.02659 | 0.02641 | 0.027697 | 0.026817 | 92.0965 | -26.5921 | -144.7429 | -87.9035 | 153.4079 | 35.2571 |  | 1.0877 | 1.0818 | 1.0844 | 1.097 | 1.0914 | 1.094 | 0.2015 | -119.9432 | 119.9072 | -0.015522 | -120.1586 | 119.7031
Line2_1_4 | 0.1318 | 0.11161 | 0.10811 | 0.1318 | 0.11161 | 0.10811 | 0.030438 | 0.025774 | 0.024966 | 0.030438 | 0.025774 | 0.024966 | -0.0092667 | -0.0039146 | -0.0050783 | 0.0094413 | 0.0040456 | 0.0051872 | -0.031783 | -0.027605 | -0.026591 | 0.03212 | 0.02786 | 0.026828 | 106.4561 | -21.8722 | -139.2807 | -73.5439 | 158.1278 | 40.7193 |  | 1.0877 | 1.0818 | 1.0844 | 1.0999 | 1.0923 | 1.0945 | 0.2015 | -119.9432 | 119.9072 | 0.076144 | -120.1343 | 119.7762
Line3_1_5 | 0 | 0 | 0 | 0 | 0 | 0 | 0 | 0 | 0 | 0 | 0 | 0 | -8.7723e-11 | 7.6565e-11 | 8.3668e-10 | -1.0634e-10 | -1.6425e-10 | -5.5493e-10 | -4.5874e-10 | 5.3998e-10 | -1.1049e-10 | 2.441e-10 | -2.6586e-10 | 4.8488e-11 | 0 | 0 | 0 | 0 | 0 | 0 |  | 1.0877 | 1.0818 | 1.0844 | 1.0877 | 1.0818 | 1.0844 | 0.2015 | -119.9432 | 119.9072 | 0.2015 | -119.9432 | 119.9072
Line4_2_6 | 0.11695 | 0.12345 | 0.11979 | 0.11695 | 0.12345 | 0.11979 | 0.027009 | 0.028509 | 0.027665 | 0.027009 | 0.028509 | 0.027665 | -0.0012293 | -0.0020016 | -0.0030162 | 0.0013646 | 0.0021505 | 0.0031645 | -0.029635 | -0.031085 | -0.030147 | 0.029913 | 0.031386 | 0.030432 | 92.3357 | -26.4991 | -144.6067 | -87.6643 | 153.5009 | 35.3933 |  | 1.0981 | 1.0926 | 1.0952 | 1.1087 | 1.1035 | 1.106 | -0.039693 | -120.1833 | 119.6798 | -0.27632 | -120.4187 | 119.4568
Line5_6_7 | 0.11695 | 0.12345 | 0.11979 | 0.11695 | 0.12345 | 0.11979 | 0.027009 | 0.028509 | 0.027665 | 0.027009 | 0.028509 | 0.027665 | -0.0013646 | -0.0021505 | -0.0031645 | 0.0014999 | 0.0022994 | 0.0033128 | -0.029913 | -0.031386 | -0.030432 | 0.030191 | 0.031687 | 0.030718 | 92.3357 | -26.4991 | -144.6067 | -87.6643 | 153.5009 | 35.3933 |  | 1.1087 | 1.1035 | 1.106 | 1.1192 | 1.1144 | 1.1168 | -0.27632 | -120.4187 | 119.4568 | -0.50849 | -120.6495 | 119.2381
Line6_7_8 | 0 | 0 | 0 | 0 | 0 | 0 | 0 | 0 | 0 | 0 | 0 | 0 | 2.9799e-10 | 6.2494e-10 | 1.5414e-09 | -4.8271e-10 | -6.8009e-10 | -1.3016e-09 | -3.9916e-10 | 8.8002e-10 | -5.4153e-11 | 2.2787e-10 | -6.3531e-10 | -2.1075e-11 | 0 | 0 | 0 | 0 | 0 | 0 |  | 1.1192 | 1.1144 | 1.1168 | 1.1192 | 1.1144 | 1.1168 | -0.50849 | -120.6495 | 119.2381 | -0.50849 | -120.6495 | 119.2381
Line7_8_9 | 0 | 0 | 0 | 0 | 0 | 0 | 0 | 0 | 0 | 0 | 0 | 0 | 9.9329e-11 | 2.0831e-10 | 5.1381e-10 | -2.8405e-10 | -2.6346e-10 | -2.7395e-10 | -1.3305e-10 | 2.9334e-10 | -1.8051e-11 | -3.824e-11 | -4.8632e-11 | -5.7177e-11 | 0 | 0 | 0 | 0 | 0 | 0 |  | 1.1192 | 1.1144 | 1.1168 | 1.1192 | 1.1144 | 1.1168 | -0.50849 | -120.6495 | 119.2381 | -0.50849 | -120.6495 | 119.2381
Line8_8_10 | 0 | 0 | 0 | 0 | 0 | 0 | 0 | 0 | 0 | 0 | 0 | 0 | 9.9329e-11 | 2.0831e-10 | 5.1381e-10 | -2.8405e-10 | -2.6346e-10 | -2.7395e-10 | -1.3305e-10 | 2.9334e-10 | -1.8051e-11 | -3.824e-11 | -4.8632e-11 | -5.7177e-11 | 0 | 0 | 0 | 0 | 0 | 0 |  | 1.1192 | 1.1144 | 1.1168 | 1.1192 | 1.1144 | 1.1168 | -0.50849 | -120.6495 | 119.2381 | -0.50849 | -120.6495 | 119.2381
Line9_3_11 | 0.10432 | 0.1101 | 0.10665 | 0.10432 | 0.1101 | 0.10665 | 0.024092 | 0.025426 | 0.024629 | 0.024092 | 0.025426 | 0.024629 | -0.00097396 | -0.0017263 | -0.0026077 | 0.0010814 | 0.0018448 | 0.0027253 | -0.02641 | -0.027697 | -0.026817 | 0.026632 | 0.027937 | 0.027043 | 92.0965 | -26.5921 | -144.7429 | -87.9035 | 153.4079 | 35.2571 |  | 1.097 | 1.0914 | 1.094 | 1.1063 | 1.1011 | 1.1036 | -0.015522 | -120.1586 | 119.7031 | -0.22888 | -120.3702 | 119.5026

## LLG_max_fault_10
name | pf_ikss_a_from_ka | pf_ikss_b_from_ka | pf_ikss_c_from_ka | pf_ikss_a_to_ka | pf_ikss_b_to_ka | pf_ikss_c_to_ka | pf_skss_a_from_mw | pf_skss_b_from_mw | pf_skss_c_from_mw | pf_skss_a_to_mw | pf_skss_b_to_mw | pf_skss_c_to_mw | pf_p_a_from_mw | pf_p_b_from_mw | pf_p_c_from_mw | pf_p_a_to_mw | pf_p_b_to_mw | pf_p_c_to_mw | pf_q_a_from_mvar | pf_q_b_from_mvar | pf_q_c_from_mvar | pf_q_a_to_mvar | pf_q_b_to_mvar | pf_q_c_to_mvar | pf_ikss_a_from_degree | pf_ikss_b_from_degree | pf_ikss_c_from_degree | pf_ikss_a_to_degree | pf_ikss_b_to_degree | pf_ikss_c_to_degree | 3xI0 | pf_vm_a_from_pu | pf_vm_b_from_pu | pf_vm_c_from_pu | pf_vm_a_to_pu | pf_vm_b_to_pu | pf_vm_c_to_pu | pf_va_a_from_degree | pf_va_b_from_degree | pf_va_c_from_degree | pf_va_a_to_degree | pf_va_b_to_degree | pf_va_c_to_degree
Line0_1_2 | 0.11767 | 0.1245 | 0.12068 | 0.11767 | 0.1245 | 0.12068 | 0.027176 | 0.028753 | 0.02787 | 0.027176 | 0.028753 | 0.02787 | -0.0011582 | -0.0019915 | -0.0031087 | 0.0012951 | 0.0021428 | 0.0032594 | -0.030952 | -0.032525 | -0.031512 | 0.031234 | 0.032831 | 0.031802 | 92.3459 | -26.4449 | -144.4698 | -87.6541 | 153.5551 | 35.5302 |  | 1.1398 | 1.1333 | 1.1361 | 1.1503 | 1.1443 | 1.147 | 0.20288 | -119.9488 | 119.896 | -0.028595 | -120.1792 | 119.6782
Line10_11_12 | 0.10539 | 0.1115 | 0.10788 | 0.10539 | 0.1115 | 0.10788 | 0.024339 | 0.025749 | 0.024913 | 0.024339 | 0.025749 | 0.024913 | -0.0011415 | -0.0019808 | -0.0029548 | 0.0012511 | 0.0021022 | 0.0030753 | -0.028178 | -0.029621 | -0.028638 | 0.028404 | 0.029866 | 0.02887 | 92.1078 | -26.5344 | -144.6023 | -87.8922 | 153.4656 | 35.3977 |  | 1.1587 | 1.1529 | 1.1556 | 1.1681 | 1.1628 | 1.1654 | -0.21192 | -120.3602 | 119.507 | -0.41428 | -120.5608 | 119.3173
Line11_12_13 | 0.10539 | 0.1115 | 0.10788 | 0.10539 | 0.1115 | 0.10788 | 0.024339 | 0.025749 | 0.024913 | 0.024339 | 0.025749 | 0.024913 | -0.0012511 | -0.0021022 | -0.0030753 | 0.0013608 | 0.0022236 | 0.0031958 | -0.028404 | -0.029866 | -0.02887 | 0.02863 | 0.030111 | 0.029102 | 92.1078 | -26.5344 | -144.6023 | -87.8922 | 153.4656 | 35.3977 |  | 1.1681 | 1.1628 | 1.1654 | 1.1776 | 1.1726 | 1.1751 | -0.41428 | -120.5608 | 119.3173 | -0.61338 | -120.7579 | 119.1309
Line12_13_15 | 0 | 0 | 0 | 0 | 0 | 0 | 0 | 0 | 0 | 0 | 0 | 0 | 3.8402e-10 | 7.6239e-10 | 1.7703e-09 | -5.9137e-10 | -8.2079e-10 | -1.5045e-09 | -4.1215e-10 | 1.0057e-09 | -4.3709e-11 | 2.2392e-10 | -7.3301e-10 | -4.2756e-11 | 0 | 0 | 0 | 0 | 0 | 0 |  | 1.1776 | 1.1726 | 1.1751 | 1.1776 | 1.1726 | 1.1751 | -0.61338 | -120.7579 | 119.1309 | -0.61338 | -120.7579 | 119.1309
Line13_13_14 | 0.10539 | 0.1115 | 0.10788 | 0.10539 | 0.1115 | 0.10788 | 0.024339 | 0.025749 | 0.024913 | 0.024339 | 0.025749 | 0.024913 | -0.0013608 | -0.0022236 | -0.0031958 | 0.0014704 | 0.002345 | 0.0033163 | -0.02863 | -0.030111 | -0.029102 | 0.028856 | 0.030357 | 0.029334 | 92.1078 | -26.5344 | -144.6023 | -87.8922 | 153.4656 | 35.3977 |  | 1.1776 | 1.1726 | 1.1751 | 1.1871 | 1.1824 | 1.1849 | -0.61338 | -120.7579 | 119.1309 | -0.8093 | -120.9518 | 118.9475
Line14_15_16 | 0 | 0 | 0 | 0 | 0 | 0 | 0 | 0 | 0 | 0 | 0 | 0 | 2.5601e-10 | 5.0826e-10 | 1.1802e-09 | -4.6336e-10 | -5.6666e-10 | -9.1442e-10 | -2.7477e-10 | 6.7045e-10 | -2.914e-11 | 8.6537e-11 | -3.9779e-10 | -5.7325e-11 | 0 | 0 | 0 | 0 | 0 | 0 |  | 1.1776 | 1.1726 | 1.1751 | 1.1776 | 1.1726 | 1.1751 | -0.61338 | -120.7579 | 119.1309 | -0.61338 | -120.7579 | 119.1309
Line15_16_17 | 0 | 0 | 0 | 0 | 0 | 0 | 0 | 0 | 0 | 0 | 0 | 0 | 1.2801e-10 | 2.5413e-10 | 5.9008e-10 | -3.3536e-10 | -3.1253e-10 | -3.2434e-10 | -1.3738e-10 | 3.3523e-10 | -1.457e-11 | -5.0846e-11 | -6.2558e-11 | -7.1895e-11 | 0 | 0 | 0 | 0 | 0 | 0 |  | 1.1776 | 1.1726 | 1.1751 | 1.1776 | 1.1726 | 1.1751 | -0.61338 | -120.7579 | 119.1309 | -0.61338 | -120.7579 | 119.1309
Line16_4_18 | 0 | 0.037257 | 0.037325 | 0 | 0.037257 | 0.037325 | 0 | 0.0086041 | 0.0086199 | 0 | 0.0086041 | 0.0086199 | -2.9564e-11 | 0.0069491 | 0.0069826 | -2.1703e-10 | -0.0069403 | -0.0069658 | -3.1339e-10 | 0.0069678 | 0.0069894 | 5.708e-12 | -0.0069403 | -0.0069658 | 0 | -165.215 | 74.7395 | 0 | 14.785 | -105.2606 |  | 1.152 | 1.1437 | 1.1462 | 1.1514 | 1.1408 | 1.1428 | 0.079684 | -120.1378 | 119.7671 | 0.070423 | -120.215 | 119.7394
Line17_5_19 | 0 | 0 | 0 | 0 | 0 | 0 | 0 | 0 | 0 | 0 | 0 | 0 | -5.6223e-11 | 3.8448e-11 | 4.7294e-10 | -1.6617e-10 | -1.3841e-10 | -1.5058e-10 | -2.6173e-10 | 3.0973e-10 | -6.3061e-11 | 1.6278e-11 | 4.0843e-12 | -8.3192e-12 | 0 | 0 | 0 | 0 | 0 | 0 |  | 1.1398 | 1.1333 | 1.1361 | 1.1398 | 1.1333 | 1.1361 | 0.20288 | -119.9488 | 119.896 | 0.20288 | -119.9488 | 119.896
Line1_1_3 | 0.10539 | 0.1115 | 0.10788 | 0.10539 | 0.1115 | 0.10788 | 0.024339 | 0.025749 | 0.024913 | 0.024339 | 0.025749 | 0.024913 | -0.00092215 | -0.001738 | -0.0027138 | 0.0010318 | 0.0018594 | 0.0028343 | -0.027726 | -0.02913 | -0.028175 | 0.027952 | 0.029375 | 0.028406 | 92.1078 | -26.5344 | -144.6023 | -87.8922 | 153.4656 | 35.3977 |  | 1.1398 | 1.1333 | 1.1361 | 1.1492 | 1.1431 | 1.1459 | 0.20288 | -119.9488 | 119.896 | -0.0062231 | -120.1563 | 119.6998
Line2_1_4 | 0.13193 | 0.11085 | 0.10712 | 0.13193 | 0.11085 | 0.10712 | 0.030469 | 0.025599 | 0.024738 | 0.030469 | 0.025599 | 0.024738 | -0.0095539 | -0.0036743 | -0.0049452 | 0.0097289 | 0.0038039 | 0.0050515 | -0.033387 | -0.028778 | -0.027667 | 0.033724 | 0.02903 | 0.0279 | 106.1716 | -22.6728 | -139.9702 | -73.8284 | 157.3272 | 40.0298 |  | 1.1398 | 1.1333 | 1.1361 | 1.152 | 1.1437 | 1.1462 | 0.20288 | -119.9488 | 119.896 | 0.079684 | -120.1378 | 119.7671
Line3_1_5 | 0 | 0 | 0 | 0 | 0 | 0 | 0 | 0 | 0 | 0 | 0 | 0 | -1.1245e-10 | 7.6896e-11 | 9.4588e-10 | -1.0995e-10 | -1.7686e-10 | -6.2352e-10 | -5.2346e-10 | 6.1945e-10 | -1.2612e-10 | 2.7801e-10 | -3.0564e-10 | 5.4742e-11 | 0 | 0 | 0 | 0 | 0 | 0 |  | 1.1398 | 1.1333 | 1.1361 | 1.1398 | 1.1333 | 1.1361 | 0.20288 | -119.9488 | 119.896 | 0.20288 | -119.9488 | 119.896
Line4_2_6 | 0.11767 | 0.1245 | 0.12068 | 0.11767 | 0.1245 | 0.12068 | 0.027176 | 0.028753 | 0.02787 | 0.027176 | 0.028753 | 0.02787 | -0.0012951 | -0.0021428 | -0.0032594 | 0.0014321 | 0.0022941 | 0.0034101 | -0.031234 | -0.032831 | -0.031802 | 0.031516 | 0.033137 | 0.032091 | 92.3459 | -26.4449 | -144.4698 | -87.6541 | 153.5551 | 35.5302 |  | 1.1503 | 1.1443 | 1.147 | 1.1609 | 1.1552 | 1.1579 | -0.028595 | -120.1792 | 119.6782 | -0.25585 | -120.4052 | 119.4646
Line5_6_7 | 0.11767 | 0.1245 | 0.12068 | 0.11767 | 0.1245 | 0.12068 | 0.027176 | 0.028753 | 0.02787 | 0.027176 | 0.028753 | 0.02787 | -0.0014321 | -0.0022941 | -0.0034101 | 0.001569 | 0.0024454 | 0.0035608 | -0.031516 | -0.033137 | -0.032091 | 0.031797 | 0.033443 | 0.032381 | 92.3459 | -26.4449 | -144.4698 | -87.6541 | 153.5551 | 35.5302 |  | 1.1609 | 1.1552 | 1.1579 | 1.1715 | 1.1662 | 1.1689 | -0.25585 | -120.4052 | 119.4646 | -0.47901 | -120.627 | 119.2549
Line6_7_8 | 0 | 0 | 0 | 0 | 0 | 0 | 0 | 0 | 0 | 0 | 0 | 0 | 2.8502e-10 | 6.5819e-10 | 1.7157e-09 | -4.9727e-10 | -7.2231e-10 | -1.4393e-09 | -4.7475e-10 | 9.9918e-10 | -7.4177e-11 | 2.77e-10 | -7.1759e-10 | -1.1855e-11 | 0 | 0 | 0 | 0 | 0 | 0 |  | 1.1715 | 1.1662 | 1.1689 | 1.1715 | 1.1662 | 1.1689 | -0.47901 | -120.627 | 119.2549 | -0.47901 | -120.627 | 119.2549
Line7_8_9 | 0 | 0 | 0 | 0 | 0 | 0 | 0 | 0 | 0 | 0 | 0 | 0 | 9.5006e-11 | 2.194e-10 | 5.7189e-10 | -3.0726e-10 | -2.8351e-10 | -2.9553e-10 | -1.5825e-10 | 3.3306e-10 | -2.4725e-11 | -3.9502e-11 | -5.1472e-11 | -6.1306e-11 | 0 | 0 | 0 | 0 | 0 | 0 |  | 1.1715 | 1.1662 | 1.1689 | 1.1715 | 1.1662 | 1.1689 | -0.47901 | -120.627 | 119.2549 | -0.47901 | -120.627 | 119.2549
Line8_8_10 | 0 | 0 | 0 | 0 | 0 | 0 | 0 | 0 | 0 | 0 | 0 | 0 | 9.5006e-11 | 2.194e-10 | 5.7189e-10 | -3.0726e-10 | -2.8351e-10 | -2.9553e-10 | -1.5825e-10 | 3.3306e-10 | -2.4725e-11 | -3.9502e-11 | -5.1472e-11 | -6.1306e-11 | 0 | 0 | 0 | 0 | 0 | 0 |  | 1.1715 | 1.1662 | 1.1689 | 1.1715 | 1.1662 | 1.1689 | -0.47901 | -120.627 | 119.2549 | -0.47901 | -120.627 | 119.2549
Line9_3_11 | 0.10539 | 0.1115 | 0.10788 | 0.10539 | 0.1115 | 0.10788 | 0.024339 | 0.025749 | 0.024913 | 0.024339 | 0.025749 | 0.024913 | -0.0010318 | -0.0018594 | -0.0028343 | 0.0011415 | 0.0019808 | 0.0029548 | -0.027952 | -0.029375 | -0.028406 | 0.028178 | 0.029621 | 0.028638 | 92.1078 | -26.5344 | -144.6023 | -87.8922 | 153.4656 | 35.3977 |  | 1.1492 | 1.1431 | 1.1459 | 1.1587 | 1.1529 | 1.1556 | -0.0062231 | -120.1563 | 119.6998 | -0.21192 | -120.3602 | 119.507

## LLG_min_6
name | pf_ikss_a_from_ka | pf_ikss_b_from_ka | pf_ikss_c_from_ka | pf_ikss_a_to_ka | pf_ikss_b_to_ka | pf_ikss_c_to_ka | pf_skss_a_from_mw | pf_skss_b_from_mw | pf_skss_c_from_mw | pf_skss_a_to_mw | pf_skss_b_to_mw | pf_skss_c_to_mw | pf_p_a_from_mw | pf_p_b_from_mw | pf_p_c_from_mw | pf_p_a_to_mw | pf_p_b_to_mw | pf_p_c_to_mw | pf_q_a_from_mvar | pf_q_b_from_mvar | pf_q_c_from_mvar | pf_q_a_to_mvar | pf_q_b_to_mvar | pf_q_c_to_mvar | pf_ikss_a_from_degree | pf_ikss_b_from_degree | pf_ikss_c_from_degree | pf_ikss_a_to_degree | pf_ikss_b_to_degree | pf_ikss_c_to_degree | 3xI0 | pf_vm_a_from_pu | pf_vm_b_from_pu | pf_vm_c_from_pu | pf_vm_a_to_pu | pf_vm_b_to_pu | pf_vm_c_to_pu | pf_va_a_from_degree | pf_va_b_from_degree | pf_va_c_from_degree | pf_va_a_to_degree | pf_va_b_to_degree | pf_va_c_to_degree
Line0_1_2 | 0.01346 | 0.011598 | 0.015924 | 0.01346 | 0.011598 | 0.015924 | 0.0031083 | 0.0026785 | 0.0036775 | 0.0031084 | 0.0026785 | 0.0036775 | -0.00017479 | 0.0013615 | -0.0022361 | 0.00017664 | -0.0013608 | 0.0022394 | 0.0043798 | -0.00084019 | 5.4891e-05 | -0.0043782 | 0.00084187 | -5.229e-05 | -91.9578 | -70.737 | -99.3261 | 88.0422 | 109.2627 | 80.674 |  | 1.4102 | 0.59731 | 0.60825 | 1.4096 | 0.59743 | 0.60911 | 0.32751 | -102.4157 | 79.2677 | 0.35258 | -102.4797 | 79.3364
Line10_11_12 | 0.013427 | 0.01157 | 0.015881 | 0.013427 | 0.011571 | 0.015882 | 0.0031007 | 0.0026721 | 0.0036677 | 0.0031008 | 0.0026721 | 0.0036677 | -0.00016674 | 0.0013551 | -0.0022365 | 0.00016858 | -0.0013544 | 0.0022397 | 0.0043661 | -0.00084444 | 5.4693e-05 | -0.0043644 | 0.00084612 | -5.2106e-05 | -91.8096 | -70.6139 | -99.1943 | 88.1904 | 109.3859 | 80.8058 |  | 1.4091 | 0.59754 | 0.60997 | 1.4086 | 0.59766 | 0.61083 | 0.37742 | -102.5434 | 79.4049 | 0.40241 | -102.6073 | 79.4731
Line11_12_13 | 0.013427 | 0.011571 | 0.015882 | 0.013427 | 0.011571 | 0.015882 | 0.0031008 | 0.0026721 | 0.0036677 | 0.0031008 | 0.0026721 | 0.0036677 | -0.00016858 | 0.0013544 | -0.0022397 | 0.00017042 | -0.0013538 | 0.002243 | 0.0043644 | -0.00084612 | 5.2105e-05 | -0.0043628 | 0.00084779 | -4.9517e-05 | -91.8096 | -70.6142 | -99.1942 | 88.1904 | 109.3856 | 80.8059 |  | 1.4086 | 0.59766 | 0.61083 | 1.408 | 0.59777 | 0.61169 | 0.40241 | -102.6073 | 79.4731 | 0.42741 | -102.6711 | 79.5412
Line12_13_15 | 0 | 0 | 0 | 0 | 0 | 0 | 0 | 0 | 0 | 0 | 0 | 0 | 4.9163e-09 | -6.9529e-08 | 6.8927e-08 | -5.6425e-09 | 4.703e-08 | -4.5702e-08 | -1.6385e-07 | 1.4794e-08 | -1.0216e-08 | 1.0927e-07 | -9.2424e-09 | 5.4278e-09 | 0 | 0 | 0 | 0 | 0 | 0 |  | 1.408 | 0.59777 | 0.61169 | 1.408 | 0.59777 | 0.61169 | 0.42741 | -102.6711 | 79.5412 | 0.42741 | -102.6711 | 79.5412
Line13_13_14 | 0.013427 | 0.011571 | 0.015882 | 0.013428 | 0.011571 | 0.015882 | 0.0031009 | 0.0026722 | 0.0036679 | 0.003101 | 0.0026723 | 0.0036679 | -0.00017043 | 0.0013538 | -0.0022431 | 0.00017227 | -0.0013532 | 0.0022463 | 0.0043629 | -0.00084781 | 4.9526e-05 | -0.0043613 | 0.00084948 | -4.6939e-05 | -91.8096 | -70.6153 | -99.1939 | 88.1905 | 109.3844 | 80.8062 |  | 1.408 | 0.59777 | 0.61169 | 1.4075 | 0.59789 | 0.61256 | 0.42741 | -102.6711 | 79.5412 | 0.45244 | -102.7349 | 79.6091
Line14_15_16 | 0 | 0 | 0 | 0 | 0 | 0 | 0 | 0 | 0 | 0 | 0 | 0 | 3.2775e-09 | -4.6352e-08 | 4.5951e-08 | -4.0037e-09 | 2.3854e-08 | -2.2726e-08 | -1.0923e-07 | 9.8626e-09 | -6.8104e-09 | 5.4653e-08 | -4.3111e-09 | 2.0226e-09 | 0 | 0 | 0 | 0 | 0 | 0 |  | 1.408 | 0.59777 | 0.61169 | 1.408 | 0.59777 | 0.61169 | 0.42741 | -102.6711 | 79.5412 | 0.42741 | -102.6711 | 79.5412
Line15_16_17 | 0 | 0 | 0 | 0 | 0 | 0 | 0 | 0 | 0 | 0 | 0 | 0 | 1.6388e-09 | -2.3176e-08 | 2.2976e-08 | -2.3649e-09 | 6.7751e-10 | 2.4926e-10 | -5.4617e-08 | 4.9313e-09 | -3.4052e-09 | 3.6587e-11 | 6.2021e-10 | -1.3826e-09 | 0 | 0 | 0 | 0 | 0 | 0 |  | 1.408 | 0.59777 | 0.61169 | 1.408 | 0.59777 | 0.61169 | 0.42741 | -102.6711 | 79.5412 | 0.42741 | -102.6711 | 79.5412
Line16_4_18 | 0 | 2.4785 | 2.5512 | 0 | 2.4785 | 2.5512 | 0 | 0.57239 | 0.58918 | 0 | 0.57239 | 0.58918 | 2.1628e-09 | 0.11749 | 0.12536 | -2.3486e-09 | -3.1008e-14 | 1.5005e-14 | -5.5183e-08 | 0.1244 | 0.12857 | 4.3624e-11 | -4.262e-14 | 3.4243e-14 | 0 | -149.1504 | 33.5865 | 0 | 30.8497 | -146.4135 |  | 1.4077 | 0.29895 | 0.30477 | 1.4056 | 0 | 0 | 0.43204 | -102.5141 | 79.3105 | 0.51049 | 0 | 0
Line17_5_19 | 0 | 0 | 0 | 0 | 0 | 0 | 0 | 0 | 0 | 0 | 0 | 0 | 1.8145e-09 | -2.332e-08 | 2.2961e-08 | -2.3795e-09 | 6.7521e-10 | 2.4897e-10 | -5.4967e-08 | 4.7379e-09 | -3.4024e-09 | 2.8079e-11 | 6.2858e-10 | -1.3825e-09 | 0 | 0 | 0 | 0 | 0 | 0 |  | 1.4102 | 0.59731 | 0.60825 | 1.4102 | 0.59731 | 0.60825 | 0.32751 | -102.4157 | 79.2677 | 0.32751 | -102.4157 | 79.2677
Line1_1_3 | 0.013426 | 0.01157 | 0.015881 | 0.013426 | 0.01157 | 0.015881 | 0.0031007 | 0.002672 | 0.0036676 | 0.0031007 | 0.002672 | 0.0036676 | -0.00016305 | 0.0013564 | -0.00223 | 0.00016489 | -0.0013557 | 0.0022332 | 0.0043694 | -0.00084109 | 5.987e-05 | -0.0043678 | 0.00084276 | -5.7283e-05 | -91.8096 | -70.6133 | -99.1944 | 88.1904 | 109.3864 | 80.8057 |  | 1.4102 | 0.59731 | 0.60825 | 1.4096 | 0.59743 | 0.60911 | 0.32751 | -102.4157 | 79.2677 | 0.35246 | -102.4796 | 79.3364
Line2_1_4 | 0.013143 | 2.4769 | 2.5367 | 0.013143 | 2.4769 | 2.5367 | 0.0030353 | 0.57203 | 0.58583 | 0.0030353 | 0.57203 | 0.58583 | -0.0004355 | 0.23561 | 0.24801 | 0.00044249 | -0.11814 | -0.12417 | 0.0042581 | 0.24745 | 0.25586 | -0.0042498 | -0.12364 | -0.1283 | -95.5122 | -148.8189 | 33.3752 | 84.4879 | 31.1811 | -146.6248 |  | 1.4102 | 0.59731 | 0.60825 | 1.4077 | 0.29895 | 0.30477 | 0.32751 | -102.4157 | 79.2677 | 0.43204 | -102.5141 | 79.3105
Line3_1_5 | 0 | 0 | 0 | 0 | 0 | 0 | 0 | 0 | 0 | 0 | 0 | 0 | 3.629e-09 | -4.664e-08 | 4.5921e-08 | -4.194e-09 | 2.3995e-08 | -2.2712e-08 | -1.0993e-07 | 9.4758e-09 | -6.8048e-09 | 5.4995e-08 | -4.1093e-09 | 2.0199e-09 | 0 | 0 | 0 | 0 | 0 | 0 |  | 1.4102 | 0.59731 | 0.60825 | 1.4102 | 0.59731 | 0.60825 | 0.32751 | -102.4157 | 79.2677 | 0.32751 | -102.4157 | 79.2677
Line4_2_6 | 0.01346 | 0.011598 | 0.015924 | 0.01346 | 0.011598 | 0.015924 | 0.0031084 | 0.0026785 | 0.0036775 | 0.0031084 | 0.0026785 | 0.0036775 | -0.00017664 | 0.0013608 | -0.0022394 | 0.00017849 | -0.0013602 | 0.0022427 | 0.0043782 | -0.00084187 | 5.2288e-05 | -0.0043765 | 0.00084356 | -4.9687e-05 | -91.9578 | -70.7373 | -99.326 | 88.0422 | 109.2625 | 80.6741 |  | 1.4096 | 0.59743 | 0.60911 | 1.4091 | 0.59754 | 0.60998 | 0.35258 | -102.4797 | 79.3364 | 0.37767 | -102.5438 | 79.4049
Line5_6_7 | 0.01346 | 0.011598 | 0.015924 | 0.01346 | 0.011599 | 0.015924 | 0.0031084 | 0.0026785 | 0.0036775 | 0.0031085 | 0.0026786 | 0.0036776 | -0.00017849 | 0.0013602 | -0.0022427 | 0.00018034 | -0.0013595 | 0.0022459 | 0.0043765 | -0.00084355 | 4.9685e-05 | -0.0043748 | 0.00084524 | -4.7084e-05 | -91.9578 | -70.7376 | -99.326 | 88.0422 | 109.2622 | 80.6741 |  | 1.4091 | 0.59754 | 0.60998 | 1.4086 | 0.59765 | 0.61084 | 0.37767 | -102.5438 | 79.4049 | 0.40277 | -102.6078 | 79.4732
Line6_7_8 | 0 | 0 | 0 | 0 | 0 | 0 | 0 | 0 | 0 | 0 | 0 | 0 | 5.0463e-09 | -6.9636e-08 | 6.8917e-08 | -5.7328e-09 | 4.7101e-08 | -4.5695e-08 | -1.6411e-07 | 1.4651e-08 | -1.0214e-08 | 1.0944e-07 | -9.145e-09 | 5.4269e-09 | 0 | 0 | 0 | 0 | 0 | 0 |  | 1.4086 | 0.59765 | 0.61084 | 1.4086 | 0.59765 | 0.61084 | 0.40277 | -102.6078 | 79.4732 | 0.40277 | -102.6078 | 79.4732
Line7_8_9 | 0 | 0 | 0 | 0 | 0 | 0 | 0 | 0 | 0 | 0 | 0 | 0 | 1.6821e-09 | -2.3212e-08 | 2.2972e-08 | -2.3686e-09 | 6.7695e-10 | 2.4918e-10 | -5.4704e-08 | 4.8836e-09 | -3.4047e-09 | 3.4491e-11 | 6.2228e-10 | -1.3826e-09 | 0 | 0 | 0 | 0 | 0 | 0 |  | 1.4086 | 0.59765 | 0.61084 | 1.4086 | 0.59765 | 0.61084 | 0.40277 | -102.6078 | 79.4732 | 0.40277 | -102.6078 | 79.4732
Line8_8_10 | 0 | 0 | 0 | 0 | 0 | 0 | 0 | 0 | 0 | 0 | 0 | 0 | 1.6821e-09 | -2.3212e-08 | 2.2972e-08 | -2.3686e-09 | 6.7695e-10 | 2.4918e-10 | -5.4704e-08 | 4.8836e-09 | -3.4047e-09 | 3.4492e-11 | 6.2228e-10 | -1.3826e-09 | 0 | 0 | 0 | 0 | 0 | 0 |  | 1.4086 | 0.59765 | 0.61084 | 1.4086 | 0.59765 | 0.61084 | 0.40277 | -102.6078 | 79.4732 | 0.40277 | -102.6078 | 79.4732
Line9_3_11 | 0.013426 | 0.01157 | 0.015881 | 0.013427 | 0.01157 | 0.015881 | 0.0031007 | 0.002672 | 0.0036676 | 0.0031007 | 0.0026721 | 0.0036677 | -0.0001649 | 0.0013557 | -0.0022332 | 0.00016674 | -0.0013551 | 0.0022365 | 0.0043678 | -0.00084276 | 5.7282e-05 | -0.0043661 | 0.00084444 | -5.4695e-05 | -91.8096 | -70.6136 | -99.1943 | 88.1904 | 109.3861 | 80.8058 |  | 1.4096 | 0.59743 | 0.60911 | 1.4091 | 0.59754 | 0.60997 | 0.35246 | -102.4796 | 79.3364 | 0.37742 | -102.5434 | 79.4049

## LLG_min_10
name | pf_ikss_a_from_ka | pf_ikss_b_from_ka | pf_ikss_c_from_ka | pf_ikss_a_to_ka | pf_ikss_b_to_ka | pf_ikss_c_to_ka | pf_skss_a_from_mw | pf_skss_b_from_mw | pf_skss_c_from_mw | pf_skss_a_to_mw | pf_skss_b_to_mw | pf_skss_c_to_mw | pf_p_a_from_mw | pf_p_b_from_mw | pf_p_c_from_mw | pf_p_a_to_mw | pf_p_b_to_mw | pf_p_c_to_mw | pf_q_a_from_mvar | pf_q_b_from_mvar | pf_q_c_from_mvar | pf_q_a_to_mvar | pf_q_b_to_mvar | pf_q_c_to_mvar | pf_ikss_a_from_degree | pf_ikss_b_from_degree | pf_ikss_c_from_degree | pf_ikss_a_to_degree | pf_ikss_b_to_degree | pf_ikss_c_to_degree | 3xI0 | pf_vm_a_from_pu | pf_vm_b_from_pu | pf_vm_c_from_pu | pf_vm_a_to_pu | pf_vm_b_to_pu | pf_vm_c_to_pu | pf_va_a_from_degree | pf_va_b_from_degree | pf_va_c_from_degree | pf_va_a_to_degree | pf_va_b_to_degree | pf_va_c_to_degree
Line0_1_2 | 0.012751 | 0.010988 | 0.015086 | 0.012751 | 0.010988 | 0.015086 | 0.0029448 | 0.0025375 | 0.0034839 | 0.0029448 | 0.0025375 | 0.0034839 | -0.00015688 | 0.001222 | -0.0020069 | 0.00015853 | -0.0012214 | 0.0020099 | 0.0039309 | -0.00075407 | 4.9265e-05 | -0.0039294 | 0.00075558 | -4.693e-05 | -91.9578 | -70.737 | -99.3261 | 88.0422 | 109.2627 | 80.674 |  | 1.336 | 0.56588 | 0.57623 | 1.3355 | 0.56598 | 0.57705 | 0.32751 | -102.4157 | 79.2677 | 0.35258 | -102.4797 | 79.3364
Line10_11_12 | 0.01272 | 0.010961 | 0.015046 | 0.01272 | 0.010962 | 0.015046 | 0.0029375 | 0.0025314 | 0.0034746 | 0.0029376 | 0.0025315 | 0.0034747 | -0.00014965 | 0.0012162 | -0.0020073 | 0.0001513 | -0.0012156 | 0.0020102 | 0.0039186 | -0.00075789 | 4.9087e-05 | -0.0039171 | 0.00075939 | -4.6765e-05 | -91.8096 | -70.6139 | -99.1943 | 88.1904 | 109.3859 | 80.8058 |  | 1.3349 | 0.56609 | 0.57786 | 1.3344 | 0.5662 | 0.57868 | 0.37742 | -102.5434 | 79.4049 | 0.40241 | -102.6073 | 79.4731
Line11_12_13 | 0.01272 | 0.010962 | 0.015046 | 0.01272 | 0.010962 | 0.015046 | 0.0029376 | 0.0025315 | 0.0034747 | 0.0029376 | 0.0025315 | 0.0034747 | -0.0001513 | 0.0012156 | -0.0020102 | 0.00015295 | -0.001215 | 0.0020131 | 0.0039171 | -0.00075939 | 4.6764e-05 | -0.0039156 | 0.0007609 | -4.4442e-05 | -91.8096 | -70.6142 | -99.1942 | 88.1904 | 109.3856 | 80.8059 |  | 1.3344 | 0.5662 | 0.57868 | 1.3339 | 0.56631 | 0.5795 | 0.40241 | -102.6073 | 79.4731 | 0.42741 | -102.6711 | 79.5412
Line12_13_15 | 0 | 0 | 0 | 0 | 0 | 0 | 0 | 0 | 0 | 0 | 0 | 0 | 4.4124e-09 | -6.2402e-08 | 6.1862e-08 | -5.0642e-09 | 4.221e-08 | -4.1018e-08 | -1.4706e-07 | 1.3278e-08 | -9.1686e-09 | 9.807e-08 | -8.2951e-09 | 4.8714e-09 | 0 | 0 | 0 | 0 | 0 | 0 |  | 1.3339 | 0.56631 | 0.5795 | 1.3339 | 0.56631 | 0.5795 | 0.42741 | -102.6711 | 79.5412 | 0.42741 | -102.6711 | 79.5412
Line13_13_14 | 0.012721 | 0.010962 | 0.015046 | 0.012721 | 0.010962 | 0.015047 | 0.0029377 | 0.0025316 | 0.0034748 | 0.0029378 | 0.0025316 | 0.0034748 | -0.00015296 | 0.0012151 | -0.0020132 | 0.00015461 | -0.0012145 | 0.0020161 | 0.0039158 | -0.00076091 | 4.445e-05 | -0.0039143 | 0.00076242 | -4.2128e-05 | -91.8096 | -70.6153 | -99.1939 | 88.1905 | 109.3844 | 80.8062 |  | 1.3339 | 0.56631 | 0.5795 | 1.3334 | 0.56642 | 0.58032 | 0.42741 | -102.6711 | 79.5412 | 0.45244 | -102.7349 | 79.6091
Line14_15_16 | 0 | 0 | 0 | 0 | 0 | 0 | 0 | 0 | 0 | 0 | 0 | 0 | 2.9416e-09 | -4.1602e-08 | 4.1241e-08 | -3.5934e-09 | 2.1409e-08 | -2.0397e-08 | -9.8037e-08 | 8.8517e-09 | -6.1124e-09 | 4.9052e-08 | -3.8692e-09 | 1.8153e-09 | 0 | 0 | 0 | 0 | 0 | 0 |  | 1.3339 | 0.56631 | 0.5795 | 1.3339 | 0.56631 | 0.5795 | 0.42741 | -102.6711 | 79.5412 | 0.42741 | -102.6711 | 79.5412
Line15_16_17 | 0 | 0 | 0 | 0 | 0 | 0 | 0 | 0 | 0 | 0 | 0 | 0 | 1.4708e-09 | -2.0801e-08 | 2.0621e-08 | -2.1225e-09 | 6.0807e-10 | 2.2371e-10 | -4.9019e-08 | 4.4259e-09 | -3.0562e-09 | 3.2838e-11 | 5.5664e-10 | -1.2409e-09 | 0 | 0 | 0 | 0 | 0 | 0 |  | 1.3339 | 0.56631 | 0.5795 | 1.3339 | 0.56631 | 0.5795 | 0.42741 | -102.6711 | 79.5412 | 0.42741 | -102.6711 | 79.5412
Line16_4_18 | 0 | 2.3481 | 2.417 | 0 | 2.3481 | 2.417 | 0 | 0.54226 | 0.55818 | 0 | 0.54226 | 0.55818 | 1.9412e-09 | 0.10545 | 0.11251 | -2.1079e-09 | -2.6073e-14 | 1.1539e-14 | -4.9527e-08 | 0.11165 | 0.11539 | 3.9153e-11 | -3.7371e-14 | 2.9978e-14 | 0 | -149.1504 | 33.5865 | 0 | 30.8497 | -146.4135 |  | 1.3336 | 0.28322 | 0.28873 | 1.3317 | 0 | 0 | 0.43204 | -102.5141 | 79.3105 | 0.51049 | 0 | 0
Line17_5_19 | 0 | 0 | 0 | 0 | 0 | 0 | 0 | 0 | 0 | 0 | 0 | 0 | 1.6285e-09 | -2.093e-08 | 2.0607e-08 | -2.1356e-09 | 6.0601e-10 | 2.2345e-10 | -4.9333e-08 | 4.2523e-09 | -3.0537e-09 | 2.5201e-11 | 5.6416e-10 | -1.2408e-09 | 0 | 0 | 0 | 0 | 0 | 0 |  | 1.336 | 0.56588 | 0.57623 | 1.336 | 0.56588 | 0.57623 | 0.32751 | -102.4157 | 79.2677 | 0.32751 | -102.4157 | 79.2677
Line1_1_3 | 0.01272 | 0.010961 | 0.015045 | 0.01272 | 0.010961 | 0.015045 | 0.0029375 | 0.0025314 | 0.0034746 | 0.0029375 | 0.0025314 | 0.0034746 | -0.00014634 | 0.0012174 | -0.0020014 | 0.00014799 | -0.0012168 | 0.0020043 | 0.0039216 | -0.00075488 | 5.3734e-05 | -0.0039201 | 0.00075639 | -5.1412e-05 | -91.8096 | -70.6133 | -99.1944 | 88.1904 | 109.3864 | 80.8057 |  | 1.336 | 0.56588 | 0.57623 | 1.3355 | 0.56598 | 0.57705 | 0.32751 | -102.4157 | 79.2677 | 0.35246 | -102.4796 | 79.3364
Line2_1_4 | 0.012451 | 2.3466 | 2.4032 | 0.012452 | 2.3466 | 2.4032 | 0.0028755 | 0.54192 | 0.555 | 0.0028756 | 0.54192 | 0.555 | -0.00039086 | 0.21147 | 0.22259 | 0.00039713 | -0.10603 | -0.11145 | 0.0038217 | 0.22209 | 0.22963 | -0.0038143 | -0.11097 | -0.11515 | -95.5122 | -148.8189 | 33.3752 | 84.4879 | 31.1811 | -146.6248 |  | 1.336 | 0.56588 | 0.57623 | 1.3336 | 0.28322 | 0.28873 | 0.32751 | -102.4157 | 79.2677 | 0.43204 | -102.5141 | 79.3105
Line3_1_5 | 0 | 0 | 0 | 0 | 0 | 0 | 0 | 0 | 0 | 0 | 0 | 0 | 3.2571e-09 | -4.1859e-08 | 4.1215e-08 | -3.7641e-09 | 2.1536e-08 | -2.0384e-08 | -9.8666e-08 | 8.5046e-09 | -6.1074e-09 | 4.9358e-08 | -3.6881e-09 | 1.8129e-09 | 0 | 0 | 0 | 0 | 0 | 0 |  | 1.336 | 0.56588 | 0.57623 | 1.336 | 0.56588 | 0.57623 | 0.32751 | -102.4157 | 79.2677 | 0.32751 | -102.4157 | 79.2677
Line4_2_6 | 0.012751 | 0.010988 | 0.015086 | 0.012751 | 0.010988 | 0.015086 | 0.0029448 | 0.0025375 | 0.0034839 | 0.0029448 | 0.0025376 | 0.003484 | -0.00015854 | 0.0012214 | -0.0020099 | 0.0001602 | -0.0012208 | 0.0020128 | 0.0039294 | -0.00075558 | 4.6929e-05 | -0.0039279 | 0.0007571 | -4.4594e-05 | -91.9578 | -70.7373 | -99.326 | 88.0422 | 109.2625 | 80.6741 |  | 1.3355 | 0.56598 | 0.57705 | 1.3349 | 0.56609 | 0.57787 | 0.35258 | -102.4797 | 79.3364 | 0.37767 | -102.5438 | 79.4049
Line5_6_7 | 0.012751 | 0.010988 | 0.015086 | 0.012752 | 0.010988 | 0.015086 | 0.0029448 | 0.0025376 | 0.003484 | 0.0029449 | 0.0025376 | 0.003484 | -0.0001602 | 0.0012208 | -0.0020128 | 0.00016186 | -0.0012202 | 0.0020157 | 0.0039279 | -0.0007571 | 4.4593e-05 | -0.0039264 | 0.00075861 | -4.2258e-05 | -91.9578 | -70.7376 | -99.326 | 88.0422 | 109.2622 | 80.6741 |  | 1.3349 | 0.56609 | 0.57787 | 1.3344 | 0.5662 | 0.57869 | 0.37767 | -102.5438 | 79.4049 | 0.40277 | -102.6078 | 79.4732
Line6_7_8 | 0 | 0 | 0 | 0 | 0 | 0 | 0 | 0 | 0 | 0 | 0 | 0 | 4.5291e-09 | -6.2498e-08 | 6.1853e-08 | -5.1452e-09 | 4.2273e-08 | -4.1012e-08 | -1.4729e-07 | 1.3149e-08 | -9.1674e-09 | 9.8225e-08 | -8.2077e-09 | 4.8706e-09 | 0 | 0 | 0 | 0 | 0 | 0 |  | 1.3344 | 0.5662 | 0.57869 | 1.3344 | 0.5662 | 0.57869 | 0.40277 | -102.6078 | 79.4732 | 0.40277 | -102.6078 | 79.4732
Line7_8_9 | 0 | 0 | 0 | 0 | 0 | 0 | 0 | 0 | 0 | 0 | 0 | 0 | 1.5097e-09 | -2.0833e-08 | 2.0618e-08 | -2.1258e-09 | 6.0757e-10 | 2.2364e-10 | -4.9097e-08 | 4.3831e-09 | -3.0558e-09 | 3.0956e-11 | 5.585e-10 | -1.2409e-09 | 0 | 0 | 0 | 0 | 0 | 0 |  | 1.3344 | 0.5662 | 0.57869 | 1.3344 | 0.5662 | 0.57869 | 0.40277 | -102.6078 | 79.4732 | 0.40277 | -102.6078 | 79.4732
Line8_8_10 | 0 | 0 | 0 | 0 | 0 | 0 | 0 | 0 | 0 | 0 | 0 | 0 | 1.5097e-09 | -2.0833e-08 | 2.0618e-08 | -2.1258e-09 | 6.0757e-10 | 2.2364e-10 | -4.9097e-08 | 4.3831e-09 | -3.0558e-09 | 3.0956e-11 | 5.585e-10 | -1.2409e-09 | 0 | 0 | 0 | 0 | 0 | 0 |  | 1.3344 | 0.5662 | 0.57869 | 1.3344 | 0.5662 | 0.57869 | 0.40277 | -102.6078 | 79.4732 | 0.40277 | -102.6078 | 79.4732
Line9_3_11 | 0.01272 | 0.010961 | 0.015045 | 0.01272 | 0.010961 | 0.015046 | 0.0029375 | 0.0025314 | 0.0034746 | 0.0029375 | 0.0025314 | 0.0034746 | -0.000148 | 0.0012168 | -0.0020043 | 0.00014965 | -0.0012162 | 0.0020073 | 0.0039201 | -0.00075638 | 5.1411e-05 | -0.0039186 | 0.00075789 | -4.9089e-05 | -91.8096 | -70.6136 | -99.1943 | 88.1904 | 109.3861 | 80.8058 |  | 1.3355 | 0.56598 | 0.57705 | 1.3349 | 0.56609 | 0.57786 | 0.35246 | -102.4796 | 79.3364 | 0.37742 | -102.5434 | 79.4049

## LLG_min_fault_6
name | pf_ikss_a_from_ka | pf_ikss_b_from_ka | pf_ikss_c_from_ka | pf_ikss_a_to_ka | pf_ikss_b_to_ka | pf_ikss_c_to_ka | pf_skss_a_from_mw | pf_skss_b_from_mw | pf_skss_c_from_mw | pf_skss_a_to_mw | pf_skss_b_to_mw | pf_skss_c_to_mw | pf_p_a_from_mw | pf_p_b_from_mw | pf_p_c_from_mw | pf_p_a_to_mw | pf_p_b_to_mw | pf_p_c_to_mw | pf_q_a_from_mvar | pf_q_b_from_mvar | pf_q_c_from_mvar | pf_q_a_to_mvar | pf_q_b_to_mvar | pf_q_c_to_mvar | pf_ikss_a_from_degree | pf_ikss_b_from_degree | pf_ikss_c_from_degree | pf_ikss_a_to_degree | pf_ikss_b_to_degree | pf_ikss_c_to_degree | 3xI0 | pf_vm_a_from_pu | pf_vm_b_from_pu | pf_vm_c_from_pu | pf_vm_a_to_pu | pf_vm_b_to_pu | pf_vm_c_to_pu | pf_va_a_from_degree | pf_va_b_from_degree | pf_va_c_from_degree | pf_va_a_to_degree | pf_va_b_to_degree | pf_va_c_to_degree
Line0_1_2 | 0.002512 | 0.0025257 | 0.0025461 | 0.0025121 | 0.0025257 | 0.0025462 | 0.00058013 | 0.00058328 | 0.00058801 | 0.00058014 | 0.00058329 | 0.00058801 | 0.00033436 | 0.00020172 | -0.00055372 | -0.00033431 | -0.00020167 | 0.00055379 | 0.00048854 | -0.00046443 | 0.00011726 | -0.00048849 | 0.0004645 | -0.00011719 | -52.6446 | -51.4003 | -53.2962 | 127.3554 | 128.5997 | 126.7038 |  | 1.0205 | 0.8681 | 0.96257 | 1.0203 | 0.86816 | 0.96266 | 2.9673 | -117.9228 | 114.7473 | 2.9687 | -117.932 | 114.755
Line10_11_12 | 0.0025058 | 0.0025194 | 0.0025398 | 0.0025058 | 0.0025194 | 0.0025398 | 0.00057869 | 0.00058183 | 0.00058653 | 0.0005787 | 0.00058183 | 0.00058654 | 0.00033457 | 0.00020001 | -0.00055218 | -0.00033452 | -0.00019995 | 0.00055225 | 0.00048641 | -0.00046388 | 0.00011815 | -0.00048635 | 0.00046395 | -0.00011809 | -52.5078 | -51.265 | -53.1599 | 127.4922 | 128.735 | 126.8401 |  | 1.0202 | 0.86823 | 0.96274 | 1.02 | 0.86829 | 0.96282 | 2.9701 | -117.9411 | 114.7627 | 2.9715 | -117.9502 | 114.7704
Line11_12_13 | 0.0025058 | 0.0025194 | 0.0025398 | 0.0025059 | 0.0025194 | 0.0025398 | 0.0005787 | 0.00058183 | 0.00058654 | 0.0005787 | 0.00058184 | 0.00058654 | 0.00033452 | 0.00019995 | -0.00055225 | -0.00033446 | -0.00019989 | 0.00055232 | 0.00048635 | -0.00046395 | 0.00011809 | -0.00048629 | 0.00046402 | -0.00011802 | -52.5078 | -51.2651 | -53.1599 | 127.4922 | 128.7349 | 126.8401 |  | 1.02 | 0.86829 | 0.96282 | 1.0199 | 0.86835 | 0.96291 | 2.9715 | -117.9502 | 114.7704 | 2.9729 | -117.9593 | 114.7781
Line12_13_15 | 0 | 0 | 0 | 0 | 0 | 0 | 0 | 0 | 0 | 0 | 0 | 0 | -1.1946e-08 | -8.666e-09 | 2.0815e-08 | 7.6981e-09 | 6.0354e-09 | -1.3936e-08 | -1.8996e-08 | 1.7056e-08 | -3.7879e-09 | 1.2848e-08 | -1.1263e-08 | 2.22e-09 | 0 | 0 | 0 | 0 | 0 | 0 |  | 1.0199 | 0.86835 | 0.96291 | 1.0199 | 0.86835 | 0.96291 | 2.9729 | -117.9593 | 114.7781 | 2.9729 | -117.9593 | 114.7781
Line13_13_14 | 0.002506 | 0.0025195 | 0.0025399 | 0.002506 | 0.0025196 | 0.0025399 | 0.00057873 | 0.00058186 | 0.00058657 | 0.00057873 | 0.00058187 | 0.00058657 | 0.00033447 | 0.0001999 | -0.00055234 | -0.00033442 | -0.00019984 | 0.00055241 | 0.00048631 | -0.00046403 | 0.00011803 | -0.00048626 | 0.0004641 | -0.00011796 | -52.5079 | -51.2652 | -53.16 | 127.4921 | 128.7347 | 126.84 |  | 1.0199 | 0.86835 | 0.96291 | 1.0197 | 0.86841 | 0.96299 | 2.9729 | -117.9593 | 114.7781 | 2.9742 | -117.9684 | 114.7858
Line14_15_16 | 0 | 0 | 0 | 0 | 0 | 0 | 0 | 0 | 0 | 0 | 0 | 0 | -7.9642e-09 | -5.7773e-09 | 1.3877e-08 | 3.716e-09 | 3.1467e-09 | -6.9978e-09 | -1.2664e-08 | 1.1371e-08 | -2.5253e-09 | 6.5162e-09 | -5.5777e-09 | 9.5736e-10 | 0 | 0 | 0 | 0 | 0 | 0 |  | 1.0199 | 0.86835 | 0.96291 | 1.0199 | 0.86835 | 0.96291 | 2.9729 | -117.9593 | 114.7781 | 2.9729 | -117.9593 | 114.7781
Line15_16_17 | 0 | 0 | 0 | 0 | 0 | 0 | 0 | 0 | 0 | 0 | 0 | 0 | -3.9821e-09 | -2.8887e-09 | 6.9383e-09 | -2.6611e-10 | 2.5805e-10 | -5.9485e-11 | -6.3319e-09 | 5.6854e-09 | -1.2626e-09 | 1.8425e-10 | 1.0771e-10 | -3.0527e-10 | 0 | 0 | 0 | 0 | 0 | 0 |  | 1.0199 | 0.86835 | 0.96291 | 1.0199 | 0.86835 | 0.96291 | 2.9729 | -117.9593 | 114.7781 | 2.9729 | -117.9593 | 114.7781
Line16_4_18 | 0 | 0.028146 | 0.031214 | 0 | 0.028146 | 0.031214 | 0 | 0.0065001 | 0.0072085 | 0 | 0.0065001 | 0.0072085 | -3.9669e-09 | 0.0039731 | 0.0048911 | -2.6371e-10 | -0.0039611 | -0.0048715 | -6.4372e-09 | 0.0039783 | 0.0048872 | 1.8448e-10 | -0.0039611 | -0.0048715 | 0 | -163.0065 | 69.7998 | 0 | 16.9936 | -110.2002 |  | 1.0198 | 0.86499 | 0.95919 | 1.0193 | 0.8618 | 0.95572 | 2.9736 | -117.9692 | 114.7772 | 2.9784 | -118.0064 | 114.7998
Line17_5_19 | 0 | 0 | 0 | 0 | 0 | 0 | 0 | 0 | 0 | 0 | 0 | 0 | -3.9746e-09 | -2.9331e-09 | 6.976e-09 | -2.6845e-10 | 2.5869e-10 | -5.8461e-11 | -6.3859e-09 | 5.6965e-09 | -1.239e-09 | 1.8401e-10 | 1.096e-10 | -3.0696e-10 | 0 | 0 | 0 | 0 | 0 | 0 |  | 1.0205 | 0.8681 | 0.96257 | 1.0205 | 0.8681 | 0.96257 | 2.9673 | -117.9228 | 114.7473 | 2.9673 | -117.9228 | 114.7473
Line1_1_3 | 0.0025057 | 0.0025193 | 0.0025397 | 0.0025058 | 0.0025193 | 0.0025397 | 0.00057867 | 0.00058181 | 0.00058652 | 0.00057868 | 0.00058182 | 0.00058652 | 0.00033469 | 0.00020012 | -0.00055204 | -0.00033463 | -0.00020006 | 0.00055211 | 0.00048652 | -0.00046374 | 0.00011827 | -0.00048646 | 0.00046381 | -0.00011821 | -52.5077 | -51.2649 | -53.1599 | 127.4923 | 128.7351 | 126.8402 |  | 1.0205 | 0.8681 | 0.96257 | 1.0203 | 0.86817 | 0.96266 | 2.9673 | -117.9228 | 114.7473 | 2.9687 | -117.9319 | 114.755
Line2_1_4 | 0.0025091 | 0.027279 | 0.02984 | 0.0025091 | 0.027279 | 0.02984 | 0.00057945 | 0.0062997 | 0.0068913 | 0.00057946 | 0.0062997 | 0.0068913 | 0.00033145 | 0.0041852 | 0.0043527 | -0.00033118 | -0.004173 | -0.0043348 | 0.00048969 | 0.0035203 | 0.0050056 | -0.00048941 | -0.0035042 | -0.0049903 | -52.9402 | -157.9909 | 65.756 | 127.0598 | 22.0092 | -114.2441 |  | 1.0205 | 0.8681 | 0.96257 | 1.0198 | 0.86499 | 0.95919 | 2.9673 | -117.9228 | 114.7473 | 2.9736 | -117.9692 | 114.7772
Line3_1_5 | 0 | 0 | 0 | 0 | 0 | 0 | 0 | 0 | 0 | 0 | 0 | 0 | -7.9492e-09 | -5.8663e-09 | 1.3952e-08 | 3.7062e-09 | 3.1918e-09 | -7.0344e-09 | -1.2772e-08 | 1.1393e-08 | -2.4781e-09 | 6.5699e-09 | -5.5869e-09 | 9.3208e-10 | 0 | 0 | 0 | 0 | 0 | 0 |  | 1.0205 | 0.8681 | 0.96257 | 1.0205 | 0.8681 | 0.96257 | 2.9673 | -117.9228 | 114.7473 | 2.9673 | -117.9228 | 114.7473
Line4_2_6 | 0.0025121 | 0.0025257 | 0.0025462 | 0.0025121 | 0.0025257 | 0.0025462 | 0.00058014 | 0.00058329 | 0.00058801 | 0.00058015 | 0.00058329 | 0.00058802 | 0.00033431 | 0.00020167 | -0.00055379 | -0.00033425 | -0.00020161 | 0.00055386 | 0.00048849 | -0.0004645 | 0.00011719 | -0.00048843 | 0.00046457 | -0.00011713 | -52.6446 | -51.4003 | -53.2962 | 127.3554 | 128.5996 | 126.7038 |  | 1.0203 | 0.86816 | 0.96266 | 1.0202 | 0.86823 | 0.96274 | 2.9687 | -117.932 | 114.755 | 2.9701 | -117.9411 | 114.7627
Line5_6_7 | 0.0025121 | 0.0025257 | 0.0025462 | 0.0025121 | 0.0025258 | 0.0025462 | 0.00058015 | 0.00058329 | 0.00058802 | 0.00058015 | 0.0005833 | 0.00058803 | 0.00033425 | 0.00020161 | -0.00055386 | -0.00033419 | -0.00020155 | 0.00055393 | 0.00048843 | -0.00046457 | 0.00011713 | -0.00048837 | 0.00046464 | -0.00011707 | -52.6447 | -51.4004 | -53.2962 | 127.3553 | 128.5996 | 126.7038 |  | 1.0202 | 0.86823 | 0.96274 | 1.02 | 0.86829 | 0.96282 | 2.9701 | -117.9411 | 114.7627 | 2.9715 | -117.9503 | 114.7704
Line6_7_8 | 0 | 0 | 0 | 0 | 0 | 0 | 0 | 0 | 0 | 0 | 0 | 0 | -1.1941e-08 | -8.699e-09 | 2.0843e-08 | 7.694e-09 | 6.0575e-09 | -1.3955e-08 | -1.9036e-08 | 1.7065e-08 | -3.7705e-09 | 1.2875e-08 | -1.1268e-08 | 2.208e-09 | 0 | 0 | 0 | 0 | 0 | 0 |  | 1.02 | 0.86829 | 0.96282 | 1.02 | 0.86829 | 0.96282 | 2.9715 | -117.9503 | 114.7704 | 2.9715 | -117.9503 | 114.7704
Line7_8_9 | 0 | 0 | 0 | 0 | 0 | 0 | 0 | 0 | 0 | 0 | 0 | 0 | -3.9803e-09 | -2.8997e-09 | 6.9477e-09 | -2.6669e-10 | 2.5822e-10 | -5.9234e-11 | -6.3453e-09 | 5.6882e-09 | -1.2568e-09 | 1.8419e-10 | 1.0818e-10 | -3.0569e-10 | 0 | 0 | 0 | 0 | 0 | 0 |  | 1.02 | 0.86829 | 0.96282 | 1.02 | 0.86829 | 0.96282 | 2.9715 | -117.9503 | 114.7704 | 2.9715 | -117.9503 | 114.7704
Line8_8_10 | 0 | 0 | 0 | 0 | 0 | 0 | 0 | 0 | 0 | 0 | 0 | 0 | -3.9803e-09 | -2.8997e-09 | 6.9477e-09 | -2.6669e-10 | 2.5822e-10 | -5.9234e-11 | -6.3453e-09 | 5.6882e-09 | -1.2568e-09 | 1.8419e-10 | 1.0818e-10 | -3.0569e-10 | 0 | 0 | 0 | 0 | 0 | 0 |  | 1.02 | 0.86829 | 0.96282 | 1.02 | 0.86829 | 0.96282 | 2.9715 | -117.9503 | 114.7704 | 2.9715 | -117.9503 | 114.7704
Line9_3_11 | 0.0025058 | 0.0025193 | 0.0025397 | 0.0025058 | 0.0025194 | 0.0025398 | 0.00057868 | 0.00058182 | 0.00058652 | 0.00057869 | 0.00058183 | 0.00058653 | 0.00033463 | 0.00020006 | -0.00055211 | -0.00033457 | -0.00020001 | 0.00055218 | 0.00048646 | -0.00046381 | 0.00011821 | -0.00048641 | 0.00046388 | -0.00011815 | -52.5078 | -51.265 | -53.1599 | 127.4922 | 128.735 | 126.8401 |  | 1.0203 | 0.86817 | 0.96266 | 1.0202 | 0.86823 | 0.96274 | 2.9687 | -117.9319 | 114.755 | 2.9701 | -117.9411 | 114.7627

## LLG_min_fault_10
name | pf_ikss_a_from_ka | pf_ikss_b_from_ka | pf_ikss_c_from_ka | pf_ikss_a_to_ka | pf_ikss_b_to_ka | pf_ikss_c_to_ka | pf_skss_a_from_mw | pf_skss_b_from_mw | pf_skss_c_from_mw | pf_skss_a_to_mw | pf_skss_b_to_mw | pf_skss_c_to_mw | pf_p_a_from_mw | pf_p_b_from_mw | pf_p_c_from_mw | pf_p_a_to_mw | pf_p_b_to_mw | pf_p_c_to_mw | pf_q_a_from_mvar | pf_q_b_from_mvar | pf_q_c_from_mvar | pf_q_a_to_mvar | pf_q_b_to_mvar | pf_q_c_to_mvar | pf_ikss_a_from_degree | pf_ikss_b_from_degree | pf_ikss_c_from_degree | pf_ikss_a_to_degree | pf_ikss_b_to_degree | pf_ikss_c_to_degree | 3xI0 | pf_vm_a_from_pu | pf_vm_b_from_pu | pf_vm_c_from_pu | pf_vm_a_to_pu | pf_vm_b_to_pu | pf_vm_c_to_pu | pf_va_a_from_degree | pf_va_b_from_degree | pf_va_c_from_degree | pf_va_a_to_degree | pf_va_b_to_degree | pf_va_c_to_degree
Line0_1_2 | 0.0023798 | 0.0023927 | 0.0024121 | 0.0023799 | 0.0023928 | 0.0024122 | 0.0005496 | 0.00055258 | 0.00055706 | 0.00054961 | 0.00055259 | 0.00055707 | 0.00030009 | 0.00018105 | -0.00049697 | -0.00030004 | -0.000181 | 0.00049703 | 0.00043847 | -0.00041683 | 0.00010524 | -0.00043842 | 0.00041689 | -0.00010518 | -52.6446 | -51.4003 | -53.2962 | 127.3554 | 128.5997 | 126.7038 |  | 0.96676 | 0.82241 | 0.91191 | 0.96662 | 0.82247 | 0.91199 | 2.9673 | -117.9228 | 114.7473 | 2.9687 | -117.932 | 114.755
Line10_11_12 | 0.0023739 | 0.0023868 | 0.0024061 | 0.0023739 | 0.0023868 | 0.0024061 | 0.00054823 | 0.0005512 | 0.00055566 | 0.00054824 | 0.00055121 | 0.00055567 | 0.00030028 | 0.00017951 | -0.00049558 | -0.00030023 | -0.00017946 | 0.00049565 | 0.00043655 | -0.00041633 | 0.00010604 | -0.0004365 | 0.00041639 | -0.00010598 | -52.5078 | -51.265 | -53.1599 | 127.4922 | 128.735 | 126.8401 |  | 0.96648 | 0.82253 | 0.91207 | 0.96634 | 0.82259 | 0.91215 | 2.9701 | -117.9411 | 114.7627 | 2.9715 | -117.9502 | 114.7704
Line11_12_13 | 0.0023739 | 0.0023868 | 0.0024061 | 0.002374 | 0.0023868 | 0.0024061 | 0.00054824 | 0.00055121 | 0.00055567 | 0.00054825 | 0.00055122 | 0.00055567 | 0.00030023 | 0.00017946 | -0.00049565 | -0.00030018 | -0.0001794 | 0.00049571 | 0.0004365 | -0.00041639 | 0.00010598 | -0.00043645 | 0.00041646 | -0.00010593 | -52.5078 | -51.2651 | -53.1599 | 127.4922 | 128.7349 | 126.8401 |  | 0.96634 | 0.82259 | 0.91215 | 0.9662 | 0.82265 | 0.91223 | 2.9715 | -117.9502 | 114.7704 | 2.9729 | -117.9593 | 114.7781
Line12_13_15 | 0 | 0 | 0 | 0 | 0 | 0 | 0 | 0 | 0 | 0 | 0 | 0 | -1.0722e-08 | -7.7778e-09 | 1.8681e-08 | 6.9091e-09 | 5.4168e-09 | -1.2508e-08 | -1.7049e-08 | 1.5308e-08 | -3.3997e-09 | 1.1531e-08 | -1.0109e-08 | 1.9925e-09 | 0 | 0 | 0 | 0 | 0 | 0 |  | 0.9662 | 0.82265 | 0.91223 | 0.9662 | 0.82265 | 0.91223 | 2.9729 | -117.9593 | 114.7781 | 2.9729 | -117.9593 | 114.7781
Line13_13_14 | 0.0023741 | 0.0023869 | 0.0024062 | 0.0023741 | 0.002387 | 0.0024063 | 0.00054827 | 0.00055124 | 0.00055569 | 0.00054827 | 0.00055125 | 0.0005557 | 0.00030019 | 0.00017941 | -0.00049573 | -0.00030014 | -0.00017936 | 0.00049579 | 0.00043647 | -0.00041647 | 0.00010593 | -0.00043642 | 0.00041654 | -0.00010587 | -52.5079 | -51.2652 | -53.16 | 127.4921 | 128.7347 | 126.84 |  | 0.9662 | 0.82265 | 0.91223 | 0.96606 | 0.8227 | 0.9123 | 2.9729 | -117.9593 | 114.7781 | 2.9742 | -117.9684 | 114.7858
Line14_15_16 | 0 | 0 | 0 | 0 | 0 | 0 | 0 | 0 | 0 | 0 | 0 | 0 | -7.1479e-09 | -5.1852e-09 | 1.2454e-08 | 3.3351e-09 | 2.8242e-09 | -6.2806e-09 | -1.1366e-08 | 1.0205e-08 | -2.2664e-09 | 5.8483e-09 | -5.006e-09 | 8.5924e-10 | 0 | 0 | 0 | 0 | 0 | 0 |  | 0.9662 | 0.82265 | 0.91223 | 0.9662 | 0.82265 | 0.91223 | 2.9729 | -117.9593 | 114.7781 | 2.9729 | -117.9593 | 114.7781
Line15_16_17 | 0 | 0 | 0 | 0 | 0 | 0 | 0 | 0 | 0 | 0 | 0 | 0 | -3.574e-09 | -2.5926e-09 | 6.2272e-09 | -2.3883e-10 | 2.3161e-10 | -5.3388e-11 | -5.6829e-09 | 5.1027e-09 | -1.1332e-09 | 1.6536e-10 | 9.667e-11 | -2.7398e-10 | 0 | 0 | 0 | 0 | 0 | 0 |  | 0.9662 | 0.82265 | 0.91223 | 0.9662 | 0.82265 | 0.91223 | 2.9729 | -117.9593 | 114.7781 | 2.9729 | -117.9593 | 114.7781
Line16_4_18 | 0 | 0.026665 | 0.029571 | 0 | 0.026665 | 0.029571 | 0 | 0.006158 | 0.0068291 | 0 | 0.006158 | 0.0068291 | -3.5603e-09 | 0.0035659 | 0.0043898 | -2.3668e-10 | -0.0035551 | -0.0043722 | -5.7774e-09 | 0.0035706 | 0.0043863 | 1.6558e-10 | -0.0035551 | -0.0043722 | 0 | -163.0065 | 69.7998 | 0 | 16.9936 | -110.2002 |  | 0.96613 | 0.81946 | 0.90871 | 0.96563 | 0.81645 | 0.90542 | 2.9736 | -117.9692 | 114.7772 | 2.9784 | -118.0064 | 114.7998
Line17_5_19 | 0 | 0 | 0 | 0 | 0 | 0 | 0 | 0 | 0 | 0 | 0 | 0 | -3.5672e-09 | -2.6325e-09 | 6.261e-09 | -2.4094e-10 | 2.3218e-10 | -5.2469e-11 | -5.7314e-09 | 5.1127e-09 | -1.112e-09 | 1.6515e-10 | 9.8369e-11 | -2.755e-10 | 0 | 0 | 0 | 0 | 0 | 0 |  | 0.96676 | 0.82241 | 0.91191 | 0.96676 | 0.82241 | 0.91191 | 2.9673 | -117.9228 | 114.7473 | 2.9673 | -117.9228 | 114.7473
Line1_1_3 | 0.0023739 | 0.0023867 | 0.002406 | 0.0023739 | 0.0023868 | 0.002406 | 0.00054822 | 0.00055119 | 0.00055565 | 0.00054823 | 0.0005512 | 0.00055565 | 0.00030038 | 0.00017961 | -0.00049546 | -0.00030033 | -0.00017956 | 0.00049552 | 0.00043665 | -0.00041621 | 0.00010615 | -0.0004366 | 0.00041627 | -0.0001061 | -52.5077 | -51.2649 | -53.1599 | 127.4923 | 128.7351 | 126.8402 |  | 0.96676 | 0.82241 | 0.91191 | 0.96662 | 0.82247 | 0.91199 | 2.9673 | -117.9228 | 114.7473 | 2.9687 | -117.9319 | 114.755
Line2_1_4 | 0.0023771 | 0.025843 | 0.02827 | 0.0023771 | 0.025843 | 0.02827 | 0.00054896 | 0.0059681 | 0.0065286 | 0.00054896 | 0.0059681 | 0.0065286 | 0.00029748 | 0.0037562 | 0.0039066 | -0.00029724 | -0.0037453 | -0.0038905 | 0.0004395 | 0.0031595 | 0.0044926 | -0.00043925 | -0.0031451 | -0.0044788 | -52.9402 | -157.9909 | 65.756 | 127.0598 | 22.0092 | -114.2441 |  | 0.96676 | 0.82241 | 0.91191 | 0.96613 | 0.81946 | 0.90871 | 2.9673 | -117.9228 | 114.7473 | 2.9736 | -117.9692 | 114.7772
Line3_1_5 | 0 | 0 | 0 | 0 | 0 | 0 | 0 | 0 | 0 | 0 | 0 | 0 | -7.1345e-09 | -5.265e-09 | 1.2522e-08 | 3.3263e-09 | 2.8647e-09 | -6.3134e-09 | -1.1463e-08 | 1.0225e-08 | -2.2241e-09 | 5.8966e-09 | -5.0143e-09 | 8.3655e-10 | 0 | 0 | 0 | 0 | 0 | 0 |  | 0.96676 | 0.82241 | 0.91191 | 0.96676 | 0.82241 | 0.91191 | 2.9673 | -117.9228 | 114.7473 | 2.9673 | -117.9228 | 114.7473
Line4_2_6 | 0.0023799 | 0.0023928 | 0.0024122 | 0.0023799 | 0.0023928 | 0.0024122 | 0.00054961 | 0.00055259 | 0.00055707 | 0.00054961 | 0.00055259 | 0.00055707 | 0.00030004 | 0.000181 | -0.00049703 | -0.00029999 | -0.00018094 | 0.00049709 | 0.00043842 | -0.00041689 | 0.00010518 | -0.00043837 | 0.00041696 | -0.00010513 | -52.6446 | -51.4003 | -53.2962 | 127.3554 | 128.5996 | 126.7038 |  | 0.96662 | 0.82247 | 0.91199 | 0.96648 | 0.82253 | 0.91207 | 2.9687 | -117.932 | 114.755 | 2.9701 | -117.9411 | 114.7627
Line5_6_7 | 0.0023799 | 0.0023928 | 0.0024122 | 0.0023799 | 0.0023928 | 0.0024122 | 0.00054961 | 0.00055259 | 0.00055707 | 0.00054962 | 0.0005526 | 0.00055708 | 0.00029999 | 0.00018095 | -0.00049709 | -0.00029994 | -0.00018089 | 0.00049716 | 0.00043837 | -0.00041696 | 0.00010513 | -0.00043832 | 0.00041702 | -0.00010507 | -52.6447 | -51.4004 | -53.2962 | 127.3553 | 128.5996 | 126.7038 |  | 0.96648 | 0.82253 | 0.91207 | 0.96634 | 0.82259 | 0.91215 | 2.9701 | -117.9411 | 114.7627 | 2.9715 | -117.9503 | 114.7704
Line6_7_8 | 0 | 0 | 0 | 0 | 0 | 0 | 0 | 0 | 0 | 0 | 0 | 0 | -1.0717e-08 | -7.8074e-09 | 1.8707e-08 | 6.9054e-09 | 5.4367e-09 | -1.2524e-08 | -1.7085e-08 | 1.5316e-08 | -3.3841e-09 | 1.1555e-08 | -1.0113e-08 | 1.9817e-09 | 0 | 0 | 0 | 0 | 0 | 0 |  | 0.96634 | 0.82259 | 0.91215 | 0.96634 | 0.82259 | 0.91215 | 2.9715 | -117.9503 | 114.7704 | 2.9715 | -117.9503 | 114.7704
Line7_8_9 | 0 | 0 | 0 | 0 | 0 | 0 | 0 | 0 | 0 | 0 | 0 | 0 | -3.5724e-09 | -2.6025e-09 | 6.2356e-09 | -2.3935e-10 | 2.3175e-10 | -5.3163e-11 | -5.695e-09 | 5.1052e-09 | -1.128e-09 | 1.6531e-10 | 9.709e-11 | -2.7436e-10 | 0 | 0 | 0 | 0 | 0 | 0 |  | 0.96634 | 0.82259 | 0.91215 | 0.96634 | 0.82259 | 0.91215 | 2.9715 | -117.9503 | 114.7704 | 2.9715 | -117.9503 | 114.7704
Line8_8_10 | 0 | 0 | 0 | 0 | 0 | 0 | 0 | 0 | 0 | 0 | 0 | 0 | -3.5724e-09 | -2.6025e-09 | 6.2356e-09 | -2.3935e-10 | 2.3175e-10 | -5.3163e-11 | -5.695e-09 | 5.1052e-09 | -1.128e-09 | 1.6531e-10 | 9.709e-11 | -2.7436e-10 | 0 | 0 | 0 | 0 | 0 | 0 |  | 0.96634 | 0.82259 | 0.91215 | 0.96634 | 0.82259 | 0.91215 | 2.9715 | -117.9503 | 114.7704 | 2.9715 | -117.9503 | 114.7704
Line9_3_11 | 0.0023739 | 0.0023868 | 0.002406 | 0.0023739 | 0.0023868 | 0.0024061 | 0.00054823 | 0.0005512 | 0.00055565 | 0.00054823 | 0.0005512 | 0.00055566 | 0.00030033 | 0.00017956 | -0.00049552 | -0.00030028 | -0.00017951 | 0.00049558 | 0.0004366 | -0.00041627 | 0.0001061 | -0.00043655 | 0.00041633 | -0.00010604 | -52.5078 | -51.265 | -53.1599 | 127.4922 | 128.735 | 126.8401 |  | 0.96662 | 0.82247 | 0.91199 | 0.96648 | 0.82253 | 0.91207 | 2.9687 | -117.9319 | 114.755 | 2.9701 | -117.9411 | 114.7627