## LLL_max_6
name | pf_ikss_from_ka | pf_ikss_to_ka | pf_ip_from_ka | pf_ip_to_ka | pf_skss_from_mw | pf_skss_to_mw | pf_p_from_mw | pf_p_to_mw | pf_q_from_mvar | pf_q_to_mvar | pf_ikss_from_degree | pf_ikss_to_degree | pf_vm_from_pu | pf_vm_to_pu | pf_va_from_degree | pf_va_to_degree
Line0_1_2 | 0.32497 | 0.32497 | 0 | 0 | 0.22515 | 0.22515 | -0.081585 | 0.084753 | -0.15129 | 0.15762 | 112.3024 | -67.6976 | 0.76342 | 0.79487 | -6.0346 | -5.9644
Line10_11_12 | 0.28888 | 0.28888 | 0 | 0 | 0.20014 | 0.20014 | -0.078736 | 0.08124 | -0.14384 | 0.14885 | 112.8171 | -67.1829 | 0.81932 | 0.84727 | -5.8785 | -5.8082
Line11_12_13 | 0.28888 | 0.28888 | 0 | 0 | 0.20014 | 0.20014 | -0.08124 | 0.083744 | -0.14885 | 0.15386 | 112.8171 | -67.1829 | 0.84727 | 0.87523 | -5.8082 | -5.7423
Line12_13_15 | 0 | 0 | 0 | 0 | 0 | 0 | 0 | 0 | 0 | 0 | 0 | 0 | 0.87523 | 0.87523 | -5.7423 | -5.7423
Line13_13_14 | 0.28888 | 0.28888 | 0 | 0 | 0.20014 | 0.20014 | -0.083744 | 0.086247 | -0.15386 | 0.15886 | 112.8171 | -67.1829 | 0.87523 | 0.90318 | -5.7423 | -5.6806
Line14_15_16 | 0 | 0 | 0 | 0 | 0 | 0 | 0 | 0 | 0 | 0 | 0 | 0 | 0.87523 | 0.87523 | -5.7423 | -5.7423
Line15_16_17 | 0 | 0 | 0 | 0 | 0 | 0 | 0 | 0 | 0 | 0 | 0 | 0 | 0.87523 | 0.87523 | -5.7423 | -5.7423
Line16_4_18 | 4.2793 | 4.2793 | 0 | 8.0393 | 2.9648 | 2.9648 | 0.54938 | -1e-07 | 1.0988 | -1e-07 | -69.5382 | 110.4618 | 0.41434 | 0 | -6.1032 | 0
Line17_5_19 | 0 | 0 | 0 | 0 | 0 | 0 | 0 | 0 | 0 | 0 | 0 | 0 | 0.76342 | 0.76342 | -6.0346 | -6.0346
Line1_1_3 | 0.28888 | 0.28888 | 0 | 0 | 0.20014 | 0.20014 | -0.073729 | 0.076233 | -0.13383 | 0.13883 | 112.8171 | -67.1829 | 0.76342 | 0.79137 | -6.0346 | -5.9538
Line2_1_4 | 3.6053 | 3.6053 | 0 | 0 | 2.4978 | 2.4978 | 0.8552 | -0.46526 | 1.7043 | -0.92447 | -69.388 | 110.612 | 0.76342 | 0.41434 | -6.0346 | -6.1032
Line3_1_5 | 0 | 0 | 0 | 0 | 0 | 0 | 0 | 0 | 0 | 0 | 0 | 0 | 0.76342 | 0.76342 | -6.0346 | -6.0346
Line4_2_6 | 0.32497 | 0.32497 | 0 | 0 | 0.22515 | 0.22515 | -0.084753 | 0.087921 | -0.15762 | 0.16396 | 112.3024 | -67.6976 | 0.79487 | 0.82632 | -5.9644 | -5.8996
Line5_6_7 | 0.32497 | 0.32497 | 0 | 0 | 0.22515 | 0.22515 | -0.087921 | 0.09109 | -0.16396 | 0.1703 | 112.3024 | -67.6976 | 0.82632 | 0.85778 | -5.8996 | -5.8396
Line6_7_8 | 0 | 0 | 0 | 0 | 0 | 0 | 0 | 0 | 0 | 0 | 0 | 0 | 0.85778 | 0.85778 | -5.8396 | -5.8396
Line7_8_9 | 0 | 0 | 0 | 0 | 0 | 0 | 0 | 0 | 0 | 0 | 0 | 0 | 0.85778 | 0.85778 | -5.8396 | -5.8396
Line8_8_10 | 0 | 0 | 0 | 0 | 0 | 0 | 0 | 0 | 0 | 0 | 0 | 0 | 0.85778 | 0.85778 | -5.8396 | -5.8396
Line9_3_11 | 0.28888 | 0.28888 | 0 | 0 | 0.20014 | 0.20014 | -0.076233 | 0.078736 | -0.13883 | 0.14384 | 112.8171 | -67.1829 | 0.79137 | 0.81932 | -5.9538 | -5.8785

## LLL_max_10
name | pf_ikss_from_ka | pf_ikss_to_ka | pf_ip_from_ka | pf_ip_to_ka | pf_skss_from_mw | pf_skss_to_mw | pf_p_from_mw | pf_p_to_mw | pf_q_from_mvar | pf_q_to_mvar | pf_ikss_from_degree | pf_ikss_to_degree | pf_vm_from_pu | pf_vm_to_pu | pf_va_from_degree | pf_va_to_degree
Line0_1_2 | 0.3348 | 0.3348 | 0 | 0 | 0.23196 | 0.23196 | -0.087546 | 0.090909 | -0.16063 | 0.16736 | 112.3588 | -67.6412 | 0.78869 | 0.82109 | -6.232 | -6.152
Line10_11_12 | 0.29887 | 0.29887 | 0 | 0 | 0.20706 | 0.20706 | -0.084782 | 0.087462 | -0.15341 | 0.15877 | 112.8681 | -67.1319 | 0.84651 | 0.87543 | -6.0587 | -5.9806
Line11_12_13 | 0.29887 | 0.29887 | 0 | 0 | 0.20706 | 0.20706 | -0.087462 | 0.090142 | -0.15877 | 0.16413 | 112.8681 | -67.1319 | 0.87543 | 0.90434 | -5.9806 | -5.9076
Line12_13_15 | 0 | 0 | 0 | 0 | 0 | 0 | 0 | 0 | 0 | 0 | 0 | 0 | 0.90434 | 0.90434 | -5.9076 | -5.9076
Line13_13_14 | 0.29887 | 0.29887 | 0 | 0 | 0.20706 | 0.20706 | -0.090142 | 0.092822 | -0.16413 | 0.16949 | 112.8681 | -67.1319 | 0.90434 | 0.93326 | -5.9076 | -5.8391
Line14_15_16 | 0 | 0 | 0 | 0 | 0 | 0 | 0 | 0 | 0 | 0 | 0 | 0 | 0.90434 | 0.90434 | -5.9076 | -5.9076
Line15_16_17 | 0 | 0 | 0 | 0 | 0 | 0 | 0 | 0 | 0 | 0 | 0 | 0 | 0.90434 | 0.90434 | -5.9076 | -5.9076
Line16_4_18 | 4.4124 | 4.4124 | 0 | 8.3118 | 3.057 | 3.057 | 0.58408 | -1e-07 | 1.1682 | -1e-07 | -69.7214 | 110.2786 | 0.42723 | 0 | -6.2864 | 0
Line17_5_19 | 0 | 0 | 0 | 0 | 0 | 0 | 0 | 0 | 0 | 0 | 0 | 0 | 0.78869 | 0.78869 | -6.232 | -6.232
Line1_1_3 | 0.29887 | 0.29887 | 0 | 0 | 0.20706 | 0.20706 | -0.079423 | 0.082103 | -0.14269 | 0.14805 | 112.8681 | -67.1319 | 0.78869 | 0.8176 | -6.232 | -6.1423
Line2_1_4 | 3.7331 | 3.7331 | 0 | 0 | 2.5864 | 2.5864 | 0.9143 | -0.49621 | 1.8235 | -0.9873 | -69.6025 | 110.3975 | 0.78869 | 0.42723 | -6.232 | -6.2864
Line3_1_5 | 0 | 0 | 0 | 0 | 0 | 0 | 0 | 0 | 0 | 0 | 0 | 0 | 0.78869 | 0.78869 | -6.232 | -6.232
Line4_2_6 | 0.3348 | 0.3348 | 0 | 0 | 0.23196 | 0.23196 | -0.090909 | 0.094272 | -0.16736 | 0.17408 | 112.3588 | -67.6412 | 0.82109 | 0.85348 | -6.152 | -6.0781
Line5_6_7 | 0.3348 | 0.3348 | 0 | 0 | 0.23196 | 0.23196 | -0.094272 | 0.097635 | -0.17408 | 0.18081 | 112.3588 | -67.6412 | 0.85348 | 0.88588 | -6.0781 | -6.0096
Line6_7_8 | 0 | 0 | 0 | 0 | 0 | 0 | 0 | 0 | 0 | 0 | 0 | 0 | 0.88588 | 0.88588 | -6.0096 | -6.0096
Line7_8_9 | 0 | 0 | 0 | 0 | 0 | 0 | 0 | 0 | 0 | 0 | 0 | 0 | 0.88588 | 0.88588 | -6.0096 | -6.0096
Line8_8_10 | 0 | 0 | 0 | 0 | 0 | 0 | 0 | 0 | 0 | 0 | 0 | 0 | 0.88588 | 0.88588 | -6.0096 | -6.0096
Line9_3_11 | 0.29887 | 0.29887 | 0 | 0 | 0.20706 | 0.20706 | -0.082103 | 0.084782 | -0.14805 | 0.15341 | 112.8681 | -67.1319 | 0.8176 | 0.84651 | -6.1423 | -6.0587

## LLL_max_fault_6
name | pf_ikss_from_ka | pf_ikss_to_ka | pf_ip_from_ka | pf_ip_to_ka | pf_skss_from_mw | pf_skss_to_mw | pf_p_from_mw | pf_p_to_mw | pf_q_from_mvar | pf_q_to_mvar | pf_ikss_from_degree | pf_ikss_to_degree | pf_vm_from_pu | pf_vm_to_pu | pf_va_from_degree | pf_va_to_degree
Line0_1_2 | 0.12039 | 0.12039 | 0 | 0 | 0.083411 | 0.083411 | -0.006237 | 0.0066719 | -0.09019 | 0.09106 | 93.9805 | -86.0195 | 1.0839 | 1.0946 | 0.024519 | -0.21006
Line10_11_12 | 0.10731 | 0.10731 | 0 | 0 | 0.074344 | 0.074344 | -0.0060352 | 0.0063806 | -0.081782 | 0.082473 | 93.8274 | -86.1726 | 1.103 | 1.1127 | -0.3931 | -0.5965
Line11_12_13 | 0.10731 | 0.10731 | 0 | 0 | 0.074344 | 0.074344 | -0.0063806 | 0.0067261 | -0.082473 | 0.083164 | 93.8274 | -86.1726 | 1.1127 | 1.1223 | -0.5965 | -0.79641
Line12_13_15 | 0 | 0 | 0 | 0 | 0 | 0 | 0 | 0 | 0 | 0 | 0 | 0 | 1.1223 | 1.1223 | -0.79641 | -0.79641
Line13_13_14 | 0.10731 | 0.10731 | 0 | 0 | 0.074344 | 0.074344 | -0.0067261 | 0.0070715 | -0.083164 | 0.083855 | 93.8274 | -86.1726 | 1.1223 | 1.1319 | -0.79641 | -0.99292
Line14_15_16 | 0 | 0 | 0 | 0 | 0 | 0 | 0 | 0 | 0 | 0 | 0 | 0 | 1.1223 | 1.1223 | -0.79641 | -0.79641
Line15_16_17 | 0 | 0 | 0 | 0 | 0 | 0 | 0 | 0 | 0 | 0 | 0 | 0 | 1.1223 | 1.1223 | -0.79641 | -0.79641
Line16_4_18 | 0.035619 | 0.035619 | 0 | 0.066915 | 0.024677 | 0.024677 | 0.019068 | -0.01903 | 0.019106 | -0.01903 | -45.1981 | 134.8019 | 1.0939 | 1.0906 | -0.14093 | -0.19806
Line17_5_19 | 0 | 0 | 0 | 0 | 0 | 0 | 0 | 0 | 0 | 0 | 0 | 0 | 1.0839 | 1.0839 | 0.024519 | 0.024519
Line1_1_3 | 0.10731 | 0.10731 | 0 | 0 | 0.074344 | 0.074344 | -0.0053443 | 0.0056897 | -0.080401 | 0.081091 | 93.8274 | -86.1726 | 1.0839 | 1.0934 | 0.024519 | -0.18612
Line2_1_4 | 0.10837 | 0.10837 | 0 | 0 | 0.07508 | 0.07508 | -0.012793 | 0.013146 | -0.080364 | 0.081069 | 99.0698 | -80.9302 | 1.0839 | 1.0939 | 0.024519 | -0.14093
Line3_1_5 | 0 | 0 | 0 | 0 | 0 | 0 | 0 | 0 | 0 | 0 | 0 | 0 | 1.0839 | 1.0839 | 0.024519 | 0.024519
Line4_2_6 | 0.12039 | 0.12039 | 0 | 0 | 0.083411 | 0.083411 | -0.0066719 | 0.0071067 | -0.09106 | 0.09193 | 93.9805 | -86.0195 | 1.0946 | 1.1054 | -0.21006 | -0.44005
Line5_6_7 | 0.12039 | 0.12039 | 0 | 0 | 0.083411 | 0.083411 | -0.0071067 | 0.0075416 | -0.09193 | 0.0928 | 93.9805 | -86.0195 | 1.1054 | 1.1162 | -0.44005 | -0.6656
Line6_7_8 | 0 | 0 | 0 | 0 | 0 | 0 | 0 | 0 | 0 | 0 | 0 | 0 | 1.1162 | 1.1162 | -0.6656 | -0.6656
Line7_8_9 | 0 | 0 | 0 | 0 | 0 | 0 | 0 | 0 | 0 | 0 | 0 | 0 | 1.1162 | 1.1162 | -0.6656 | -0.6656
Line8_8_10 | 0 | 0 | 0 | 0 | 0 | 0 | 0 | 0 | 0 | 0 | 0 | 0 | 1.1162 | 1.1162 | -0.6656 | -0.6656
Line9_3_11 | 0.10731 | 0.10731 | 0 | 0 | 0.074344 | 0.074344 | -0.0056897 | 0.0060352 | -0.081091 | 0.081782 | 93.8274 | -86.1726 | 1.0934 | 1.103 | -0.18612 | -0.3931

## LLL_max_fault_10
name | pf_ikss_from_ka | pf_ikss_to_ka | pf_ip_from_ka | pf_ip_to_ka | pf_skss_from_mw | pf_skss_to_mw | pf_p_from_mw | pf_p_to_mw | pf_q_from_mvar | pf_q_to_mvar | pf_ikss_from_degree | pf_ikss_to_degree | pf_vm_from_pu | pf_vm_to_pu | pf_va_from_degree | pf_va_to_degree
Line0_1_2 | 0.1213 | 0.1213 | 0 | 0 | 0.084041 | 0.084041 | -0.0067259 | 0.0071674 | -0.095199 | 0.096082 | 94.0592 | -85.9408 | 1.1356 | 1.1465 | 0.017899 | -0.20695
Line10_11_12 | 0.10856 | 0.10856 | 0 | 0 | 0.075212 | 0.075212 | -0.0065032 | 0.0068567 | -0.086627 | 0.087334 | 93.9091 | -86.0909 | 1.155 | 1.1648 | -0.3841 | -0.58006
Line11_12_13 | 0.10856 | 0.10856 | 0 | 0 | 0.075212 | 0.075212 | -0.0068567 | 0.0072103 | -0.087334 | 0.088041 | 93.9091 | -86.0909 | 1.1648 | 1.1745 | -0.58006 | -0.77278
Line12_13_15 | 0 | 0 | 0 | 0 | 0 | 0 | 0 | 0 | 0 | 0 | 0 | 0 | 1.1745 | 1.1745 | -0.77278 | -0.77278
Line13_13_14 | 0.10856 | 0.10856 | 0 | 0 | 0.075212 | 0.075212 | -0.0072103 | 0.0075638 | -0.088041 | 0.088748 | 93.9091 | -86.0909 | 1.1745 | 1.1843 | -0.77278 | -0.96232
Line14_15_16 | 0 | 0 | 0 | 0 | 0 | 0 | 0 | 0 | 0 | 0 | 0 | 0 | 1.1745 | 1.1745 | -0.77278 | -0.77278
Line15_16_17 | 0 | 0 | 0 | 0 | 0 | 0 | 0 | 0 | 0 | 0 | 0 | 0 | 1.1745 | 1.1745 | -0.77278 | -0.77278
Line16_4_18 | 0.037299 | 0.037299 | 0 | 0.070262 | 0.025842 | 0.025842 | 0.02091 | -0.020868 | 0.020952 | -0.020868 | -45.2026 | 134.7974 | 1.1455 | 1.1421 | -0.14543 | -0.20255
Line17_5_19 | 0 | 0 | 0 | 0 | 0 | 0 | 0 | 0 | 0 | 0 | 0 | 0 | 1.1356 | 1.1356 | 0.017899 | 0.017899
Line1_1_3 | 0.10856 | 0.10856 | 0 | 0 | 0.075212 | 0.075212 | -0.0057961 | 0.0061496 | -0.085213 | 0.08592 | 93.9091 | -86.0909 | 1.1356 | 1.1453 | 0.017899 | -0.1848
Line2_1_4 | 0.10744 | 0.10744 | 0 | 0 | 0.074435 | 0.074435 | -0.01216 | 0.012506 | -0.083649 | 0.084342 | 98.2891 | -81.7109 | 1.1356 | 1.1455 | 0.017899 | -0.14543
Line3_1_5 | 0 | 0 | 0 | 0 | 0 | 0 | 0 | 0 | 0 | 0 | 0 | 0 | 1.1356 | 1.1356 | 0.017899 | 0.017899
Line4_2_6 | 0.1213 | 0.1213 | 0 | 0 | 0.084041 | 0.084041 | -0.0071674 | 0.0076088 | -0.096082 | 0.096965 | 94.0592 | -85.9408 | 1.1465 | 1.1573 | -0.20695 | -0.42758
Line5_6_7 | 0.1213 | 0.1213 | 0 | 0 | 0.084041 | 0.084041 | -0.0076088 | 0.0080502 | -0.096965 | 0.097848 | 94.0592 | -85.9408 | 1.1573 | 1.1682 | -0.42758 | -0.6441
Line6_7_8 | 0 | 0 | 0 | 0 | 0 | 0 | 0 | 0 | 0 | 0 | 0 | 0 | 1.1682 | 1.1682 | -0.6441 | -0.6441
Line7_8_9 | 0 | 0 | 0 | 0 | 0 | 0 | 0 | 0 | 0 | 0 | 0 | 0 | 1.1682 | 1.1682 | -0.6441 | -0.6441
Line8_8_10 | 0 | 0 | 0 | 0 | 0 | 0 | 0 | 0 | 0 | 0 | 0 | 0 | 1.1682 | 1.1682 | -0.6441 | -0.6441
Line9_3_11 | 0.10856 | 0.10856 | 0 | 0 | 0.075212 | 0.075212 | -0.0061496 | 0.0065032 | -0.08592 | 0.086627 | 93.9091 | -86.0909 | 1.1453 | 1.155 | -0.1848 | -0.3841

## LLL_min_6
name | pf_ikss_from_ka | pf_ikss_to_ka | pf_ip_from_ka | pf_ip_to_ka | pf_skss_from_mw | pf_skss_to_mw | pf_p_from_mw | pf_p_to_mw | pf_q_from_mvar | pf_q_to_mvar | pf_ikss_from_degree | pf_ikss_to_degree | pf_vm_from_pu | pf_vm_to_pu | pf_va_from_degree | pf_va_to_degree
Line0_1_2 | 0.0049477 | 0.0049477 | 0 | 0 | 0.0034279 | 0.0034279 | -0.0019748 | 0.0019762 | -0.0013385 | 0.0013399 | 134.3184 | -45.6816 | 0.69595 | 0.69653 | -11.5528 | -11.5426
Line10_11_12 | 0.0049304 | 0.0049304 | 0 | 0 | 0.0034159 | 0.0034159 | -0.0019731 | 0.0019745 | -0.0013332 | 0.0013347 | 134.4202 | -45.5798 | 0.69711 | 0.69769 | -11.5323 | -11.5221
Line11_12_13 | 0.0049304 | 0.0049304 | 0 | 0 | 0.0034159 | 0.0034159 | -0.0019745 | 0.0019759 | -0.0013347 | 0.0013361 | 134.4202 | -45.5798 | 0.69769 | 0.69827 | -11.5221 | -11.5119
Line12_13_15 | 0 | 0 | 0 | 0 | 0 | 0 | 0 | 0 | 0 | 0 | 0 | 0 | 0.69827 | 0.69827 | -11.5119 | -11.5119
Line13_13_14 | 0.0049304 | 0.0049304 | 0 | 0 | 0.0034159 | 0.0034159 | -0.0019758 | 0.0019772 | -0.0013361 | 0.0013376 | 134.42 | -45.58 | 0.69827 | 0.69885 | -11.5119 | -11.5018
Line14_15_16 | 0 | 0 | 0 | 0 | 0 | 0 | 0 | 0 | 0 | 0 | 0 | 0 | 0.69827 | 0.69827 | -11.5119 | -11.5119
Line15_16_17 | 0 | 0 | 0 | 0 | 0 | 0 | 0 | 0 | 0 | 0 | 0 | 0 | 0.69827 | 0.69827 | -11.5119 | -11.5119
Line16_4_18 | 2.9036 | 2.9036 | 0 | 4.7948 | 2.0117 | 2.0117 | 0.48561 | -1e-07 | 0.50584 | -1e-07 | -57.7375 | 122.2625 | 0.34857 | 0 | -11.5684 | 0
Line17_5_19 | 0 | 0 | 0 | 0 | 0 | 0 | 0 | 0 | 0 | 0 | 0 | 0 | 0.69595 | 0.69595 | -11.5528 | -11.5528
Line1_1_3 | 0.0049304 | 0.0049304 | 0 | 0 | 0.0034159 | 0.0034159 | -0.0019703 | 0.0019717 | -0.0013303 | 0.0013318 | 134.4203 | -45.5797 | 0.69595 | 0.69653 | -11.5528 | -11.5425
Line2_1_4 | 2.8936 | 2.8936 | 0 | 0 | 2.0048 | 2.0048 | 0.96651 | -0.48422 | 1.0062 | -0.50385 | -57.7063 | 122.2937 | 0.69595 | 0.34857 | -11.5528 | -11.5684
Line3_1_5 | 0 | 0 | 0 | 0 | 0 | 0 | 0 | 0 | 0 | 0 | 0 | 0 | 0.69595 | 0.69595 | -11.5528 | -11.5528
Line4_2_6 | 0.0049477 | 0.0049477 | 0 | 0 | 0.0034279 | 0.0034279 | -0.0019762 | 0.0019776 | -0.0013399 | 0.0013414 | 134.3184 | -45.6816 | 0.69653 | 0.69711 | -11.5426 | -11.5324
Line5_6_7 | 0.0049477 | 0.0049477 | 0 | 0 | 0.0034279 | 0.0034279 | -0.0019776 | 0.001979 | -0.0013414 | 0.0013429 | 134.3183 | -45.6817 | 0.69711 | 0.6977 | -11.5324 | -11.5223
Line6_7_8 | 0 | 0 | 0 | 0 | 0 | 0 | 0 | 0 | 0 | 0 | 0 | 0 | 0.6977 | 0.6977 | -11.5223 | -11.5223
Line7_8_9 | 0 | 0 | 0 | 0 | 0 | 0 | 0 | 0 | 0 | 0 | 0 | 0 | 0.6977 | 0.6977 | -11.5223 | -11.5223
Line8_8_10 | 0 | 0 | 0 | 0 | 0 | 0 | 0 | 0 | 0 | 0 | 0 | 0 | 0.6977 | 0.6977 | -11.5223 | -11.5223
Line9_3_11 | 0.0049304 | 0.0049304 | 0 | 0 | 0.0034159 | 0.0034159 | -0.0019717 | 0.0019731 | -0.0013318 | 0.0013332 | 134.4203 | -45.5797 | 0.69653 | 0.69711 | -11.5425 | -11.5323

## LLL_min_10
name | pf_ikss_from_ka | pf_ikss_to_ka | pf_ip_from_ka | pf_ip_to_ka | pf_skss_from_mw | pf_skss_to_mw | pf_p_from_mw | pf_p_to_mw | pf_q_from_mvar | pf_q_to_mvar | pf_ikss_from_degree | pf_ikss_to_degree | pf_vm_from_pu | pf_vm_to_pu | pf_va_from_degree | pf_va_to_degree
Line0_1_2 | 0.0046873 | 0.0046873 | 0 | 0 | 0.0032475 | 0.0032475 | -0.0017724 | 0.0017737 | -0.0012013 | 0.0012026 | 134.3184 | -45.6816 | 0.65932 | 0.65987 | -11.5528 | -11.5426
Line10_11_12 | 0.0046709 | 0.0046709 | 0 | 0 | 0.0032361 | 0.0032361 | -0.0017708 | 0.0017721 | -0.0011966 | 0.0011979 | 134.4202 | -45.5798 | 0.66042 | 0.66097 | -11.5323 | -11.5221
Line11_12_13 | 0.0046709 | 0.0046709 | 0 | 0 | 0.0032361 | 0.0032361 | -0.0017721 | 0.0017733 | -0.0011979 | 0.0011992 | 134.4202 | -45.5798 | 0.66097 | 0.66152 | -11.5221 | -11.5119
Line12_13_15 | 0 | 0 | 0 | 0 | 0 | 0 | 0 | 0 | 0 | 0 | 0 | 0 | 0.66152 | 0.66152 | -11.5119 | -11.5119
Line13_13_14 | 0.0046709 | 0.0046709 | 0 | 0 | 0.0032361 | 0.0032361 | -0.0017733 | 0.0017746 | -0.0011992 | 0.0012005 | 134.42 | -45.58 | 0.66152 | 0.66207 | -11.5119 | -11.5018
Line14_15_16 | 0 | 0 | 0 | 0 | 0 | 0 | 0 | 0 | 0 | 0 | 0 | 0 | 0.66152 | 0.66152 | -11.5119 | -11.5119
Line15_16_17 | 0 | 0 | 0 | 0 | 0 | 0 | 0 | 0 | 0 | 0 | 0 | 0 | 0.66152 | 0.66152 | -11.5119 | -11.5119
Line16_4_18 | 2.7508 | 2.7508 | 0 | 4.5424 | 1.9058 | 1.9058 | 0.43584 | -1e-07 | 0.454 | -1e-07 | -57.7375 | 122.2625 | 0.33023 | 0 | -11.5684 | 0
Line17_5_19 | 0 | 0 | 0 | 0 | 0 | 0 | 0 | 0 | 0 | 0 | 0 | 0 | 0.65932 | 0.65932 | -11.5528 | -11.5528
Line1_1_3 | 0.004671 | 0.004671 | 0 | 0 | 0.0032361 | 0.0032361 | -0.0017683 | 0.0017696 | -0.001194 | 0.0011953 | 134.4203 | -45.5797 | 0.65932 | 0.65987 | -11.5528 | -11.5425
Line2_1_4 | 2.7413 | 2.7413 | 0 | 0 | 1.8992 | 1.8992 | 0.86745 | -0.43459 | 0.9031 | -0.45221 | -57.7063 | 122.2937 | 0.65932 | 0.33023 | -11.5528 | -11.5684
Line3_1_5 | 0 | 0 | 0 | 0 | 0 | 0 | 0 | 0 | 0 | 0 | 0 | 0 | 0.65932 | 0.65932 | -11.5528 | -11.5528
Line4_2_6 | 0.0046873 | 0.0046873 | 0 | 0 | 0.0032475 | 0.0032475 | -0.0017736 | 0.0017749 | -0.0012026 | 0.0012039 | 134.3184 | -45.6816 | 0.65987 | 0.66042 | -11.5426 | -11.5324
Line5_6_7 | 0.0046873 | 0.0046873 | 0 | 0 | 0.0032475 | 0.0032475 | -0.0017749 | 0.0017762 | -0.0012039 | 0.0012053 | 134.3183 | -45.6817 | 0.66042 | 0.66097 | -11.5324 | -11.5223
Line6_7_8 | 0 | 0 | 0 | 0 | 0 | 0 | 0 | 0 | 0 | 0 | 0 | 0 | 0.66097 | 0.66097 | -11.5223 | -11.5223
Line7_8_9 | 0 | 0 | 0 | 0 | 0 | 0 | 0 | 0 | 0 | 0 | 0 | 0 | 0.66097 | 0.66097 | -11.5223 | -11.5223
Line8_8_10 | 0 | 0 | 0 | 0 | 0 | 0 | 0 | 0 | 0 | 0 | 0 | 0 | 0.66097 | 0.66097 | -11.5223 | -11.5223
Line9_3_11 | 0.004671 | 0.004671 | 0 | 0 | 0.0032361 | 0.0032361 | -0.0017696 | 0.0017708 | -0.0011953 | 0.0011966 | 134.4203 | -45.5797 | 0.65987 | 0.66042 | -11.5425 | -11.5323

## LLL_min_fault_6
name | pf_ikss_from_ka | pf_ikss_to_ka | pf_ip_from_ka | pf_ip_to_ka | pf_skss_from_mw | pf_skss_to_mw | pf_p_from_mw | pf_p_to_mw | pf_q_from_mvar | pf_q_to_mvar | pf_ikss_from_degree | pf_ikss_to_degree | pf_vm_from_pu | pf_vm_to_pu | pf_va_from_degree | pf_va_to_degree
Line0_1_2 | 5.2325e-05 | 5.2325e-05 | 0 | 0 | 3.6252e-05 | 3.6252e-05 | -2.8824e-05 | 2.8824e-05 | -1.8685e-05 | 1.8685e-05 | 146.9224 | -33.0776 | 0.94756 | 0.94756 | -0.1244 | -0.12431
Line10_11_12 | 5.2142e-05 | 5.2142e-05 | 0 | 0 | 3.6125e-05 | 3.6125e-05 | -2.8757e-05 | 2.8757e-05 | -1.8569e-05 | 1.8569e-05 | 147.0242 | -32.9758 | 0.94757 | 0.94757 | -0.12422 | -0.12414
Line11_12_13 | 5.2142e-05 | 5.2142e-05 | 0 | 0 | 3.6125e-05 | 3.6125e-05 | -2.8757e-05 | 2.8757e-05 | -1.8569e-05 | 1.8569e-05 | 147.0241 | -32.9759 | 0.94757 | 0.94758 | -0.12414 | -0.12405
Line12_13_15 | 0 | 0 | 0 | 0 | 0 | 0 | 0 | 0 | 0 | 0 | 0 | 0 | 0.94758 | 0.94758 | -0.12405 | -0.12405
Line13_13_14 | 5.2142e-05 | 5.2142e-05 | 0 | 0 | 3.6125e-05 | 3.6125e-05 | -2.8757e-05 | 2.8757e-05 | -1.857e-05 | 1.857e-05 | 147.0239 | -32.9761 | 0.94758 | 0.94759 | -0.12405 | -0.12396
Line14_15_16 | 0 | 0 | 0 | 0 | 0 | 0 | 0 | 0 | 0 | 0 | 0 | 0 | 0.94758 | 0.94758 | -0.12405 | -0.12405
Line15_16_17 | 0 | 0 | 0 | 0 | 0 | 0 | 0 | 0 | 0 | 0 | 0 | 0 | 0.94758 | 0.94758 | -0.12405 | -0.12405
Line16_4_18 | 0.030707 | 0.030707 | 0 | 0.050707 | 0.021274 | 0.021274 | 0.014198 | -0.014144 | 0.0142 | -0.014144 | -45.1336 | 134.8664 | 0.94388 | 0.9402 | -0.12903 | -0.1336
Line17_5_19 | 0 | 0 | 0 | 0 | 0 | 0 | 0 | 0 | 0 | 0 | 0 | 0 | 0.94756 | 0.94756 | -0.1244 | -0.1244
Line1_1_3 | 5.2142e-05 | 5.2142e-05 | 0 | 0 | 3.6125e-05 | 3.6125e-05 | -2.8756e-05 | 2.8757e-05 | -1.8569e-05 | 1.8569e-05 | 147.0243 | -32.9757 | 0.94756 | 0.94756 | -0.1244 | -0.12431
Line2_1_4 | 0.030601 | 0.030601 | 0 | 0 | 0.021201 | 0.021201 | 0.014211 | -0.014157 | 0.0142 | -0.014144 | -45.1023 | 134.8977 | 0.94756 | 0.94388 | -0.1244 | -0.12903
Line3_1_5 | 0 | 0 | 0 | 0 | 0 | 0 | 0 | 0 | 0 | 0 | 0 | 0 | 0.94756 | 0.94756 | -0.1244 | -0.1244
Line4_2_6 | 5.2325e-05 | 5.2325e-05 | 0 | 0 | 3.6252e-05 | 3.6252e-05 | -2.8824e-05 | 2.8824e-05 | -1.8685e-05 | 1.8685e-05 | 146.9223 | -33.0777 | 0.94756 | 0.94757 | -0.12431 | -0.12422
Line5_6_7 | 5.2325e-05 | 5.2325e-05 | 0 | 0 | 3.6252e-05 | 3.6252e-05 | -2.8824e-05 | 2.8824e-05 | -1.8685e-05 | 1.8686e-05 | 146.9222 | -33.0778 | 0.94757 | 0.94757 | -0.12422 | -0.12414
Line6_7_8 | 0 | 0 | 0 | 0 | 0 | 0 | 0 | 0 | 0 | 0 | 0 | 0 | 0.94757 | 0.94757 | -0.12414 | -0.12414
Line7_8_9 | 0 | 0 | 0 | 0 | 0 | 0 | 0 | 0 | 0 | 0 | 0 | 0 | 0.94757 | 0.94757 | -0.12414 | -0.12414
Line8_8_10 | 0 | 0 | 0 | 0 | 0 | 0 | 0 | 0 | 0 | 0 | 0 | 0 | 0.94757 | 0.94757 | -0.12414 | -0.12414
Line9_3_11 | 5.2142e-05 | 5.2142e-05 | 0 | 0 | 3.6125e-05 | 3.6125e-05 | -2.8756e-05 | 2.8757e-05 | -1.8569e-05 | 1.8569e-05 | 147.0242 | -32.9758 | 0.94756 | 0.94757 | -0.12431 | -0.12422

## LLL_min_fault_10
name | pf_ikss_from_ka | pf_ikss_to_ka | pf_ip_from_ka | pf_ip_to_ka | pf_skss_from_mw | pf_skss_to_mw | pf_p_from_mw | pf_p_to_mw | pf_q_from_mvar | pf_q_to_mvar | pf_ikss_from_degree | pf_ikss_to_degree | pf_vm_from_pu | pf_vm_to_pu | pf_va_from_degree | pf_va_to_degree
Line0_1_2 | 4.9571e-05 | 4.9571e-05 | 0 | 0 | 3.4344e-05 | 3.4344e-05 | -2.587e-05 | 2.587e-05 | -1.677e-05 | 1.677e-05 | 146.9224 | -33.0776 | 0.89769 | 0.89769 | -0.1244 | -0.12431
Line10_11_12 | 4.9398e-05 | 4.9398e-05 | 0 | 0 | 3.4224e-05 | 3.4224e-05 | -2.5809e-05 | 2.5809e-05 | -1.6666e-05 | 1.6666e-05 | 147.0242 | -32.9758 | 0.8977 | 0.8977 | -0.12422 | -0.12414
Line11_12_13 | 4.9398e-05 | 4.9398e-05 | 0 | 0 | 3.4224e-05 | 3.4224e-05 | -2.5809e-05 | 2.581e-05 | -1.6666e-05 | 1.6666e-05 | 147.0241 | -32.9759 | 0.8977 | 0.89771 | -0.12414 | -0.12405
Line12_13_15 | 0 | 0 | 0 | 0 | 0 | 0 | 0 | 0 | 0 | 0 | 0 | 0 | 0.89771 | 0.89771 | -0.12405 | -0.12405
Line13_13_14 | 4.9398e-05 | 4.9398e-05 | 0 | 0 | 3.4224e-05 | 3.4224e-05 | -2.5809e-05 | 2.581e-05 | -1.6666e-05 | 1.6666e-05 | 147.0239 | -32.9761 | 0.89771 | 0.89771 | -0.12405 | -0.12396
Line14_15_16 | 0 | 0 | 0 | 0 | 0 | 0 | 0 | 0 | 0 | 0 | 0 | 0 | 0.89771 | 0.89771 | -0.12405 | -0.12405
Line15_16_17 | 0 | 0 | 0 | 0 | 0 | 0 | 0 | 0 | 0 | 0 | 0 | 0 | 0.89771 | 0.89771 | -0.12405 | -0.12405
Line16_4_18 | 0.029091 | 0.029091 | 0 | 0.048038 | 0.020155 | 0.020155 | 0.012743 | -0.012694 | 0.012745 | -0.012694 | -45.1336 | 134.8664 | 0.89421 | 0.89071 | -0.12903 | -0.1336
Line17_5_19 | 0 | 0 | 0 | 0 | 0 | 0 | 0 | 0 | 0 | 0 | 0 | 0 | 0.89769 | 0.89769 | -0.1244 | -0.1244
Line1_1_3 | 4.9398e-05 | 4.9398e-05 | 0 | 0 | 3.4224e-05 | 3.4224e-05 | -2.5809e-05 | 2.5809e-05 | -1.6666e-05 | 1.6666e-05 | 147.0243 | -32.9757 | 0.89769 | 0.89769 | -0.1244 | -0.12431
Line2_1_4 | 0.028991 | 0.028991 | 0 | 0 | 0.020085 | 0.020085 | 0.012754 | -0.012706 | 0.012745 | -0.012694 | -45.1023 | 134.8977 | 0.89769 | 0.89421 | -0.1244 | -0.12903
Line3_1_5 | 0 | 0 | 0 | 0 | 0 | 0 | 0 | 0 | 0 | 0 | 0 | 0 | 0.89769 | 0.89769 | -0.1244 | -0.1244
Line4_2_6 | 4.9571e-05 | 4.9571e-05 | 0 | 0 | 3.4344e-05 | 3.4344e-05 | -2.587e-05 | 2.587e-05 | -1.677e-05 | 1.677e-05 | 146.9223 | -33.0777 | 0.89769 | 0.8977 | -0.12431 | -0.12422
Line5_6_7 | 4.9571e-05 | 4.9571e-05 | 0 | 0 | 3.4344e-05 | 3.4344e-05 | -2.587e-05 | 2.587e-05 | -1.677e-05 | 1.677e-05 | 146.9222 | -33.0778 | 0.8977 | 0.8977 | -0.12422 | -0.12414
Line6_7_8 | 0 | 0 | 0 | 0 | 0 | 0 | 0 | 0 | 0 | 0 | 0 | 0 | 0.8977 | 0.8977 | -0.12414 | -0.12414
Line7_8_9 | 0 | 0 | 0 | 0 | 0 | 0 | 0 | 0 | 0 | 0 | 0 | 0 | 0.8977 | 0.8977 | -0.12414 | -0.12414
Line8_8_10 | 0 | 0 | 0 | 0 | 0 | 0 | 0 | 0 | 0 | 0 | 0 | 0 | 0.8977 | 0.8977 | -0.12414 | -0.12414
Line9_3_11 | 4.9398e-05 | 4.9398e-05 | 0 | 0 | 3.4224e-05 | 3.4224e-05 | -2.5809e-05 | 2.5809e-05 | -1.6666e-05 | 1.6666e-05 | 147.0242 | -32.9758 | 0.89769 | 0.8977 | -0.12431 | -0.12422

## LL_max_6
name | pf_ikss_a_from_ka | pf_ikss_b_from_ka | pf_ikss_c_from_ka | pf_ikss_a_to_ka | pf_ikss_b_to_ka | pf_ikss_c_to_ka | pf_skss_a_from_mw | pf_skss_b_from_mw | pf_skss_c_from_mw | pf_skss_a_to_mw | pf_skss_b_to_mw | pf_skss_c_to_mw | pf_p_a_from_mw | pf_p_b_from_mw | pf_p_c_from_mw | pf_p_a_to_mw | pf_p_b_to_mw | pf_p_c_to_mw | pf_q_a_from_mvar | pf_q_b_from_mvar | pf_q_c_from_mvar | pf_q_a_to_mvar | pf_q_b_to_mvar | pf_q_c_to_mvar | pf_ikss_a_from_degree | pf_ikss_b_from_degree | pf_ikss_c_from_degree | pf_ikss_a_to_degree | pf_ikss_b_to_degree | pf_ikss_c_to_degree | pf_vm_a_from_pu | pf_vm_b_from_pu | pf_vm_c_from_pu | pf_vm_a_to_pu | pf_vm_b_to_pu | pf_vm_c_to_pu | pf_va_a_from_degree | pf_va_b_from_degree | pf_va_c_from_degree | pf_va_a_to_degree | pf_va_b_to_degree | pf_va_c_to_degree
Line0_1_2 | 0.12004 | 0.27826 | 0.2879 | 0.12004 | 0.27826 | 0.2879 | 0.027723 | 0.06426 | 0.066487 | 0.027723 | 0.06426 | 0.066487 | -0.0066356 | -0.043731 | 0.0053609 | 0.0067797 | 0.044505 | -0.004532 | -0.02942 | -0.038454 | -0.05306 | 0.029708 | 0.040002 | 0.054718 | 103.3755 | 5.6755 | -149.9183 | -76.6245 | -174.3245 | 30.0817 | 1.0879 | 0.9062 | 0.80211 | 1.0992 | 0.93122 | 0.8258 | 0.66504 | -132.9982 | 125.851 | 0.51995 | -132.3743 | 124.8165
Line10_11_12 | 0.10562 | 0.24636 | 0.25902 | 0.10562 | 0.24636 | 0.25902 | 0.024392 | 0.056894 | 0.059818 | 0.024392 | 0.056894 | 0.059818 | -0.0054328 | -0.040559 | 0.0029652 | 0.0055444 | 0.041166 | -0.0022943 | -0.026465 | -0.035746 | -0.050471 | 0.026688 | 0.03696 | 0.051813 | 101.9876 | 6.743 | -149.2992 | -78.0124 | -173.257 | 30.7008 | 1.1076 | 0.95025 | 0.84519 | 1.1175 | 0.9724 | 0.86702 | 0.38687 | -131.8661 | 124.0632 | 0.25148 | -131.3386 | 123.2363
Line11_12_13 | 0.10562 | 0.24636 | 0.25902 | 0.10562 | 0.24636 | 0.25902 | 0.024392 | 0.056894 | 0.059818 | 0.024392 | 0.056894 | 0.059818 | -0.0055444 | -0.041166 | 0.0022943 | 0.0056559 | 0.041773 | -0.0016234 | -0.026688 | -0.03696 | -0.051813 | 0.026911 | 0.038174 | 0.053154 | 101.9876 | 6.743 | -149.2992 | -78.0124 | -173.257 | 30.7008 | 1.1175 | 0.9724 | 0.86702 | 1.1274 | 0.99463 | 0.88902 | 0.25148 | -131.3386 | 123.2363 | 0.11846 | -130.8346 | 122.4502
Line12_13_15 | 0 | 0 | 0 | 0 | 0 | 0 | 0 | 0 | 0 | 0 | 0 | 0 | 9.5966e-10 | -4.0105e-10 | -1.5649e-09 | -9.5966e-10 | 4.0105e-10 | 1.5649e-09 | -2.6922e-11 | 2.1594e-09 | -4.3897e-10 | 2.6922e-11 | -2.1594e-09 | 4.3897e-10 | 0 | 0 | 0 | 0 | 0 | 0 | 1.1274 | 0.99463 | 0.88902 | 1.1274 | 0.99463 | 0.88902 | 0.11846 | -130.8346 | 122.4502 | 0.11846 | -130.8346 | 122.4502
Line13_13_14 | 0.10562 | 0.24636 | 0.25902 | 0.10562 | 0.24636 | 0.25902 | 0.024392 | 0.056894 | 0.059818 | 0.024392 | 0.056894 | 0.059818 | -0.0056559 | -0.041773 | 0.0016234 | 0.0057675 | 0.04238 | -0.00095251 | -0.026911 | -0.038174 | -0.053154 | 0.027134 | 0.039388 | 0.054496 | 101.9876 | 6.743 | -149.2992 | -78.0124 | -173.257 | 30.7008 | 1.1274 | 0.99463 | 0.88902 | 1.1373 | 1.0169 | 0.91117 | 0.11846 | -130.8346 | 122.4502 | -0.012245 | -130.3527 | 121.7021
Line14_15_16 | 0 | 0 | 0 | 0 | 0 | 0 | 0 | 0 | 0 | 0 | 0 | 0 | 6.3977e-10 | -2.6737e-10 | -1.0433e-09 | -6.3977e-10 | 2.6737e-10 | 1.0433e-09 | -1.7948e-11 | 1.4396e-09 | -2.9264e-10 | 1.7948e-11 | -1.4396e-09 | 2.9264e-10 | 0 | 0 | 0 | 0 | 0 | 0 | 1.1274 | 0.99463 | 0.88902 | 1.1274 | 0.99463 | 0.88902 | 0.11846 | -130.8346 | 122.4502 | 0.11846 | -130.8346 | 122.4502
Line15_16_17 | 0 | 0 | 0 | 0 | 0 | 0 | 0 | 0 | 0 | 0 | 0 | 0 | 3.1989e-10 | -1.3368e-10 | -5.2163e-10 | -3.1989e-10 | 1.3368e-10 | 5.2163e-10 | -8.9739e-12 | 7.1981e-10 | -1.4632e-10 | 8.9739e-12 | -7.1981e-10 | 1.4632e-10 | 0 | 0 | 0 | 0 | 0 | 0 | 1.1274 | 0.99463 | 0.88902 | 1.1274 | 0.99463 | 0.88902 | 0.11846 | -130.8346 | 122.4502 | 0.11846 | -130.8346 | 122.4502
Line16_4_18 | 0 | 3.6866 | 3.6866 | 0 | 3.6866 | 3.6866 | 0 | 0.85139 | 0.85139 | 0 | 0.85139 | 0.85139 | 2.2277e-10 | 0.58108 | -0.30926 | -2.2277e-10 | -0.44517 | 0.44517 | -6.0249e-11 | 0.12002 | 0.42364 | 6.0249e-11 | 0.15181 | -0.15181 | 0 | -160.3584 | 19.6416 | 0 | 19.6416 | -160.3584 | 1.1049 | 0.69692 | 0.61606 | 1.1049 | 0.55244 | 0.55244 | 0.81154 | -148.6887 | 145.7714 | 0.81154 | -179.1885 | -179.1885
Line17_5_19 | 0 | 0 | 0 | 0 | 0 | 0 | 0 | 0 | 0 | 0 | 0 | 0 | 1.5131e-10 | -3.884e-10 | -7.1297e-10 | -1.5131e-10 | 3.884e-10 | 7.1297e-10 | -4.8613e-11 | 7.8472e-10 | -3.1481e-10 | 4.8613e-11 | -7.8472e-10 | 3.1481e-10 | 0 | 0 | 0 | 0 | 0 | 0 | 1.0879 | 0.9062 | 0.80211 | 1.0879 | 0.9062 | 0.80211 | 0.66504 | -132.9982 | 125.851 | 0.66504 | -132.9982 | 125.851
Line1_1_3 | 0.10562 | 0.24636 | 0.25902 | 0.10562 | 0.24636 | 0.25902 | 0.024392 | 0.056894 | 0.059818 | 0.024392 | 0.056894 | 0.059818 | -0.0052097 | -0.039345 | 0.0043071 | 0.0053213 | 0.039952 | -0.0036361 | -0.026019 | -0.033319 | -0.047787 | 0.026242 | 0.034532 | 0.049129 | 101.9876 | 6.743 | -149.2992 | -78.0124 | -173.257 | 30.7008 | 1.0879 | 0.9062 | 0.80211 | 1.0977 | 0.92818 | 0.82355 | 0.66504 | -132.9982 | 125.851 | 0.5247 | -132.4187 | 124.9337
Line2_1_4 | 0.17814 | 3.1133 | 3.1623 | 0.17814 | 3.1133 | 3.1623 | 0.041139 | 0.71898 | 0.7303 | 0.041139 | 0.71898 | 0.7303 | -0.026301 | 0.59177 | -0.16845 | 0.026618 | -0.49484 | 0.26845 | -0.03621 | 0.27262 | 0.56104 | 0.036845 | -0.078773 | -0.36104 | 126.6571 | -157.7336 | 19.1385 | -53.3429 | 22.2664 | -160.8615 | 1.0879 | 0.9062 | 0.80211 | 1.1049 | 0.69692 | 0.61606 | 0.66504 | -132.9982 | 125.851 | 0.81154 | -148.6887 | 145.7714
Line3_1_5 | 0 | 0 | 0 | 0 | 0 | 0 | 0 | 0 | 0 | 0 | 0 | 0 | 3.0262e-10 | -7.7681e-10 | -1.4259e-09 | -3.0262e-10 | 7.7681e-10 | 1.4259e-09 | -9.7225e-11 | 1.5694e-09 | -6.2962e-10 | 9.7225e-11 | -1.5694e-09 | 6.2962e-10 | 0 | 0 | 0 | 0 | 0 | 0 | 1.0879 | 0.9062 | 0.80211 | 1.0879 | 0.9062 | 0.80211 | 0.66504 | -132.9982 | 125.851 | 0.66504 | -132.9982 | 125.851
Line4_2_6 | 0.12004 | 0.27826 | 0.2879 | 0.12004 | 0.27826 | 0.2879 | 0.027723 | 0.06426 | 0.066487 | 0.027723 | 0.06426 | 0.066487 | -0.0067797 | -0.044505 | 0.004532 | 0.0069238 | 0.045279 | -0.0037032 | -0.029708 | -0.040002 | -0.054718 | 0.029996 | 0.041551 | 0.056376 | 103.3755 | 5.6755 | -149.9183 | -76.6245 | -174.3245 | 30.0817 | 1.0992 | 0.93122 | 0.8258 | 1.1104 | 0.95634 | 0.84974 | 0.51995 | -132.3743 | 124.8165 | 0.37782 | -131.7831 | 123.8399
Line5_6_7 | 0.12004 | 0.27826 | 0.2879 | 0.12004 | 0.27826 | 0.2879 | 0.027723 | 0.06426 | 0.066487 | 0.027723 | 0.06426 | 0.066487 | -0.0069238 | -0.045279 | 0.0037032 | 0.0070679 | 0.046053 | -0.0028743 | -0.029996 | -0.041551 | -0.056376 | 0.030284 | 0.0431 | 0.058033 | 103.3755 | 5.6754 | -149.9183 | -76.6245 | -174.3246 | 30.0817 | 1.1104 | 0.95634 | 0.84974 | 1.1217 | 0.98156 | 0.87392 | 0.37782 | -131.7831 | 123.8399 | 0.23855 | -131.2223 | 122.9172
Line6_7_8 | 0 | 0 | 0 | 0 | 0 | 0 | 0 | 0 | 0 | 0 | 0 | 0 | 8.8544e-10 | -5.2221e-10 | -1.6796e-09 | -8.8544e-10 | 5.2221e-10 | 1.6796e-09 | -5.3942e-11 | 2.2064e-09 | -5.137e-10 | 5.3942e-11 | -2.2064e-09 | 5.137e-10 | 0 | 0 | 0 | 0 | 0 | 0 | 1.1217 | 0.98156 | 0.87392 | 1.1217 | 0.98156 | 0.87392 | 0.23855 | -131.2223 | 122.9172 | 0.23855 | -131.2223 | 122.9172
Line7_8_9 | 0 | 0 | 0 | 0 | 0 | 0 | 0 | 0 | 0 | 0 | 0 | 0 | 2.9515e-10 | -1.7407e-10 | -5.5987e-10 | -2.9515e-10 | 1.7407e-10 | 5.5987e-10 | -1.7981e-11 | 7.3545e-10 | -1.7123e-10 | 1.7981e-11 | -7.3545e-10 | 1.7123e-10 | 0 | 0 | 0 | 0 | 0 | 0 | 1.1217 | 0.98156 | 0.87392 | 1.1217 | 0.98156 | 0.87392 | 0.23855 | -131.2223 | 122.9172 | 0.23855 | -131.2223 | 122.9172
Line8_8_10 | 0 | 0 | 0 | 0 | 0 | 0 | 0 | 0 | 0 | 0 | 0 | 0 | 2.9515e-10 | -1.7407e-10 | -5.5987e-10 | -2.9515e-10 | 1.7407e-10 | 5.5987e-10 | -1.7981e-11 | 7.3545e-10 | -1.7123e-10 | 1.7981e-11 | -7.3545e-10 | 1.7123e-10 | 0 | 0 | 0 | 0 | 0 | 0 | 1.1217 | 0.98156 | 0.87392 | 1.1217 | 0.98156 | 0.87392 | 0.23855 | -131.2223 | 122.9172 | 0.23855 | -131.2223 | 122.9172
Line9_3_11 | 0.10562 | 0.24636 | 0.25902 | 0.10562 | 0.24636 | 0.25902 | 0.024392 | 0.056894 | 0.059818 | 0.024392 | 0.056894 | 0.059818 | -0.0053213 | -0.039952 | 0.0036361 | 0.0054328 | 0.040559 | -0.0029652 | -0.026242 | -0.034532 | -0.049129 | 0.026465 | 0.035746 | 0.050471 | 101.9876 | 6.743 | -149.2992 | -78.0124 | -173.257 | 30.7008 | 1.0977 | 0.92818 | 0.82355 | 1.1076 | 0.95025 | 0.84519 | 0.5247 | -132.4187 | 124.9337 | 0.38687 | -131.8661 | 124.0632

## LL_max_10
name | pf_ikss_a_from_ka | pf_ikss_b_from_ka | pf_ikss_c_from_ka | pf_ikss_a_to_ka | pf_ikss_b_to_ka | pf_ikss_c_to_ka | pf_skss_a_from_mw | pf_skss_b_from_mw | pf_skss_c_from_mw | pf_skss_a_to_mw | pf_skss_b_to_mw | pf_skss_c_to_mw | pf_p_a_from_mw | pf_p_b_from_mw | pf_p_c_from_mw | pf_p_a_to_mw | pf_p_b_to_mw | pf_p_c_to_mw | pf_q_a_from_mvar | pf_q_b_from_mvar | pf_q_c_from_mvar | pf_q_a_to_mvar | pf_q_b_to_mvar | pf_q_c_to_mvar | pf_ikss_a_from_degree | pf_ikss_b_from_degree | pf_ikss_c_from_degree | pf_ikss_a_to_degree | pf_ikss_b_to_degree | pf_ikss_c_to_degree | pf_vm_a_from_pu | pf_vm_b_from_pu | pf_vm_c_from_pu | pf_vm_a_to_pu | pf_vm_b_to_pu | pf_vm_c_to_pu | pf_va_a_from_degree | pf_va_b_from_degree | pf_va_c_from_degree | pf_va_a_to_degree | pf_va_b_to_degree | pf_va_c_to_degree
Line0_1_2 | 0.12125 | 0.28676 | 0.29545 | 0.12125 | 0.28676 | 0.29545 | 0.028001 | 0.066224 | 0.068232 | 0.028001 | 0.066224 | 0.068232 | -0.0072796 | -0.047408 | 0.0062354 | 0.0074266 | 0.04823 | -0.0053624 | -0.031079 | -0.040686 | -0.056392 | 0.031373 | 0.04233 | 0.058138 | 103.86 | 5.8931 | -150.127 | -76.14 | -174.1069 | 29.873 | 1.14 | 0.94335 | 0.8315 | 1.1514 | 0.969 | 0.85567 | 0.67744 | -133.4704 | 126.1827 | 0.54223 | -132.8342 | 125.1429
Line10_11_12 | 0.10706 | 0.25503 | 0.26689 | 0.10706 | 0.25503 | 0.26689 | 0.024725 | 0.058896 | 0.061635 | 0.024725 | 0.058896 | 0.061635 | -0.0059982 | -0.044121 | 0.0036669 | 0.0061128 | 0.044772 | -0.0029546 | -0.028047 | -0.038002 | -0.053845 | 0.028276 | 0.039303 | 0.05527 | 102.4881 | 6.9483 | -149.5188 | -77.5119 | -173.0517 | 30.4812 | 1.16 | 0.98872 | 0.87564 | 1.1701 | 1.0115 | 0.89801 | 0.41665 | -132.313 | 124.377 | 0.28961 | -131.7733 | 123.5412
Line11_12_13 | 0.10706 | 0.25503 | 0.26689 | 0.10706 | 0.25503 | 0.26689 | 0.024725 | 0.058896 | 0.061635 | 0.024725 | 0.058896 | 0.061635 | -0.0061128 | -0.044772 | 0.0029546 | 0.0062274 | 0.045422 | -0.0022423 | -0.028276 | -0.039303 | -0.05527 | 0.028506 | 0.040604 | 0.056694 | 102.4881 | 6.9483 | -149.5188 | -77.5119 | -173.0517 | 30.4812 | 1.1701 | 1.0115 | 0.89801 | 1.1801 | 1.0345 | 0.92056 | 0.28961 | -131.7733 | 123.5412 | 0.16473 | -131.2575 | 122.7461
Line12_13_15 | 0 | 0 | 0 | 0 | 0 | 0 | 0 | 0 | 0 | 0 | 0 | 0 | 1.0401e-09 | -5.0503e-10 | -1.8042e-09 | -1.0401e-09 | 5.0503e-10 | 1.8042e-09 | -4.1056e-11 | 2.4435e-09 | -5.3366e-10 | 4.1056e-11 | -2.4435e-09 | 5.3366e-10 | 0 | 0 | 0 | 0 | 0 | 0 | 1.1801 | 1.0345 | 0.92056 | 1.1801 | 1.0345 | 0.92056 | 0.16473 | -131.2575 | 122.7461 | 0.16473 | -131.2575 | 122.7461
Line13_13_14 | 0.10706 | 0.25503 | 0.26689 | 0.10706 | 0.25503 | 0.26689 | 0.024725 | 0.058896 | 0.061635 | 0.024725 | 0.058896 | 0.061635 | -0.0062274 | -0.045422 | 0.0022423 | 0.006342 | 0.046072 | -0.00153 | -0.028506 | -0.040604 | -0.056694 | 0.028735 | 0.041904 | 0.058119 | 102.4881 | 6.9483 | -149.5188 | -77.5119 | -173.0517 | 30.4812 | 1.1801 | 1.0345 | 0.92056 | 1.1902 | 1.0574 | 0.94328 | 0.16473 | -131.2575 | 122.7461 | 0.041965 | -130.7641 | 121.9892
Line14_15_16 | 0 | 0 | 0 | 0 | 0 | 0 | 0 | 0 | 0 | 0 | 0 | 0 | 6.9337e-10 | -3.3669e-10 | -1.2028e-09 | -6.9337e-10 | 3.3669e-10 | 1.2028e-09 | -2.737e-11 | 1.629e-09 | -3.5577e-10 | 2.737e-11 | -1.629e-09 | 3.5577e-10 | 0 | 0 | 0 | 0 | 0 | 0 | 1.1801 | 1.0345 | 0.92056 | 1.1801 | 1.0345 | 0.92056 | 0.16473 | -131.2575 | 122.7461 | 0.16473 | -131.2575 | 122.7461
Line15_16_17 | 0 | 0 | 0 | 0 | 0 | 0 | 0 | 0 | 0 | 0 | 0 | 0 | 3.4669e-10 | -1.6834e-10 | -6.0141e-10 | -3.4669e-10 | 1.6834e-10 | 6.0141e-10 | -1.3685e-11 | 8.1451e-10 | -1.7789e-10 | 1.3685e-11 | -8.1451e-10 | 1.7789e-10 | 0 | 0 | 0 | 0 | 0 | 0 | 1.1801 | 1.0345 | 0.92056 | 1.1801 | 1.0345 | 0.92056 | 0.16473 | -131.2575 | 122.7461 | 0.16473 | -131.2575 | 122.7461
Line16_4_18 | 0 | 3.8016 | 3.8016 | 0 | 3.8016 | 3.8016 | 0 | 0.87794 | 0.87794 | 0 | 0.87794 | 0.87794 | 2.4252e-10 | 0.6258 | -0.33676 | -2.4252e-10 | -0.48128 | 0.48128 | -6.6499e-11 | 0.12673 | 0.45136 | 6.6499e-11 | 0.16231 | -0.16231 | 0 | -160.5465 | 19.4535 | 0 | 19.4535 | -160.5465 | 1.1571 | 0.72727 | 0.64143 | 1.1571 | 0.57853 | 0.57853 | 0.81646 | -149.0986 | 146.1801 | 0.81646 | -179.1835 | -179.1835
Line17_5_19 | 0 | 0 | 0 | 0 | 0 | 0 | 0 | 0 | 0 | 0 | 0 | 0 | 1.674e-10 | -4.3718e-10 | -7.991e-10 | -1.674e-10 | 4.3718e-10 | 7.991e-10 | -5.4362e-11 | 8.8631e-10 | -3.6119e-10 | 5.4362e-11 | -8.8631e-10 | 3.6119e-10 | 0 | 0 | 0 | 0 | 0 | 0 | 1.14 | 0.94335 | 0.8315 | 1.14 | 0.94335 | 0.8315 | 0.67744 | -133.4704 | 126.1827 | 0.67744 | -133.4704 | 126.1827
Line1_1_3 | 0.10706 | 0.25503 | 0.26689 | 0.10706 | 0.25503 | 0.26689 | 0.024725 | 0.058896 | 0.061635 | 0.024725 | 0.058896 | 0.061635 | -0.0057689 | -0.042821 | 0.0050915 | 0.0058836 | 0.043471 | -0.0043792 | -0.027589 | -0.035401 | -0.050996 | 0.027818 | 0.036701 | 0.052421 | 102.4881 | 6.9483 | -149.5188 | -77.5119 | -173.0517 | 30.4812 | 1.14 | 0.94335 | 0.8315 | 1.15 | 0.96598 | 0.85346 | 0.67744 | -133.4704 | 126.1827 | 0.54591 | -132.8781 | 125.2565
Line2_1_4 | 0.17875 | 3.2235 | 3.2732 | 0.17875 | 3.2235 | 3.2732 | 0.04128 | 0.74444 | 0.7559 | 0.04128 | 0.74444 | 0.7559 | -0.027594 | 0.63877 | -0.18623 | 0.027913 | -0.53486 | 0.29337 | -0.038119 | 0.29181 | 0.60031 | 0.038758 | -0.083991 | -0.38604 | 126.5778 | -158.0231 | 18.9477 | -53.4222 | 21.9769 | -161.0523 | 1.14 | 0.94335 | 0.8315 | 1.1571 | 0.72727 | 0.64143 | 0.67744 | -133.4704 | 126.1827 | 0.81646 | -149.0986 | 146.1801
Line3_1_5 | 0 | 0 | 0 | 0 | 0 | 0 | 0 | 0 | 0 | 0 | 0 | 0 | 3.3479e-10 | -8.7436e-10 | -1.5982e-09 | -3.3479e-10 | 8.7436e-10 | 1.5982e-09 | -1.0872e-10 | 1.7726e-09 | -7.2239e-10 | 1.0872e-10 | -1.7726e-09 | 7.2239e-10 | 0 | 0 | 0 | 0 | 0 | 0 | 1.14 | 0.94335 | 0.8315 | 1.14 | 0.94335 | 0.8315 | 0.67744 | -133.4704 | 126.1827 | 0.67744 | -133.4704 | 126.1827
Line4_2_6 | 0.12125 | 0.28676 | 0.29545 | 0.12125 | 0.28676 | 0.29545 | 0.028001 | 0.066224 | 0.068232 | 0.028001 | 0.066224 | 0.068232 | -0.0074266 | -0.04823 | 0.0053624 | 0.0075736 | 0.049052 | -0.0044895 | -0.031373 | -0.04233 | -0.058138 | 0.031667 | 0.043975 | 0.059883 | 103.86 | 5.8931 | -150.127 | -76.14 | -174.1069 | 29.873 | 1.1514 | 0.969 | 0.85567 | 1.1628 | 0.99477 | 0.8801 | 0.54223 | -132.8342 | 125.1429 | 0.40967 | -132.2309 | 124.1605
Line5_6_7 | 0.12125 | 0.28676 | 0.29545 | 0.12125 | 0.28676 | 0.29545 | 0.028001 | 0.066224 | 0.068232 | 0.028001 | 0.066224 | 0.068232 | -0.0075736 | -0.049052 | 0.0044895 | 0.0077206 | 0.049874 | -0.0036166 | -0.031667 | -0.043975 | -0.059883 | 0.031961 | 0.045619 | 0.061629 | 103.86 | 5.8931 | -150.127 | -76.14 | -174.1069 | 29.873 | 1.1628 | 0.99477 | 0.8801 | 1.1743 | 1.0206 | 0.90478 | 0.40967 | -132.2309 | 124.1605 | 0.2797 | -131.6582 | 123.2314
Line6_7_8 | 0 | 0 | 0 | 0 | 0 | 0 | 0 | 0 | 0 | 0 | 0 | 0 | 9.5941e-10 | -6.3614e-10 | -1.9255e-09 | -9.5941e-10 | 6.3614e-10 | 1.9255e-09 | -6.9362e-11 | 2.4956e-09 | -6.1712e-10 | 6.9362e-11 | -2.4956e-09 | 6.1712e-10 | 0 | 0 | 0 | 0 | 0 | 0 | 1.1743 | 1.0206 | 0.90478 | 1.1743 | 1.0206 | 0.90478 | 0.2797 | -131.6582 | 123.2314 | 0.2797 | -131.6582 | 123.2314
Line7_8_9 | 0 | 0 | 0 | 0 | 0 | 0 | 0 | 0 | 0 | 0 | 0 | 0 | 3.198e-10 | -2.1205e-10 | -6.4184e-10 | -3.198e-10 | 2.1205e-10 | 6.4184e-10 | -2.3121e-11 | 8.3185e-10 | -2.0571e-10 | 2.3121e-11 | -8.3185e-10 | 2.0571e-10 | 0 | 0 | 0 | 0 | 0 | 0 | 1.1743 | 1.0206 | 0.90478 | 1.1743 | 1.0206 | 0.90478 | 0.2797 | -131.6582 | 123.2314 | 0.2797 | -131.6582 | 123.2314
Line8_8_10 | 0 | 0 | 0 | 0 | 0 | 0 | 0 | 0 | 0 | 0 | 0 | 0 | 3.198e-10 | -2.1205e-10 | -6.4184e-10 | -3.198e-10 | 2.1205e-10 | 6.4184e-10 | -2.3121e-11 | 8.3185e-10 | -2.0571e-10 | 2.3121e-11 | -8.3185e-10 | 2.0571e-10 | 0 | 0 | 0 | 0 | 0 | 0 | 1.1743 | 1.0206 | 0.90478 | 1.1743 | 1.0206 | 0.90478 | 0.2797 | -131.6582 | 123.2314 | 0.2797 | -131.6582 | 123.2314
Line9_3_11 | 0.10706 | 0.25503 | 0.26689 | 0.10706 | 0.25503 | 0.26689 | 0.024725 | 0.058896 | 0.061635 | 0.024725 | 0.058896 | 0.061635 | -0.0058836 | -0.043471 | 0.0043792 | 0.0059982 | 0.044121 | -0.0036669 | -0.027818 | -0.036701 | -0.052421 | 0.028047 | 0.038002 | 0.053845 | 102.4881 | 6.9483 | -149.5188 | -77.5119 | -173.0517 | 30.4812 | 1.15 | 0.96598 | 0.85346 | 1.16 | 0.98872 | 0.87564 | 0.54591 | -132.8781 | 125.2565 | 0.41665 | -132.313 | 124.377

## LL_max_fault_6
name | pf_ikss_a_from_ka | pf_ikss_b_from_ka | pf_ikss_c_from_ka | pf_ikss_a_to_ka | pf_ikss_b_to_ka | pf_ikss_c_to_ka | pf_skss_a_from_mw | pf_skss_b_from_mw | pf_skss_c_from_mw | pf_skss_a_to_mw | pf_skss_b_to_mw | pf_skss_c_to_mw | pf_p_a_from_mw | pf_p_b_from_mw | pf_p_c_from_mw | pf_p_a_to_mw | pf_p_b_to_mw | pf_p_c_to_mw | pf_q_a_from_mvar | pf_q_b_from_mvar | pf_q_c_from_mvar | pf_q_a_to_mvar | pf_q_b_to_mvar | pf_q_c_to_mvar | pf_ikss_a_from_degree | pf_ikss_b_from_degree | pf_ikss_c_from_degree | pf_ikss_a_to_degree | pf_ikss_b_to_degree | pf_ikss_c_to_degree | pf_vm_a_from_pu | pf_vm_b_from_pu | pf_vm_c_from_pu | pf_vm_a_to_pu | pf_vm_b_to_pu | pf_vm_c_to_pu | pf_va_a_from_degree | pf_va_b_from_degree | pf_va_c_from_degree | pf_va_a_to_degree | pf_va_b_to_degree | pf_va_c_to_degree
Line0_1_2 | 0.11916 | 0.12006 | 0.12197 | 0.11916 | 0.12006 | 0.12197 | 0.027519 | 0.027727 | 0.028168 | 0.027519 | 0.027727 | 0.028168 | -0.0017278 | -0.0025535 | -0.0019426 | 0.0018698 | 0.0026977 | 0.0020913 | -0.029835 | -0.029959 | -0.030392 | 0.030119 | 0.030247 | 0.03069 | 93.44 | -25.2506 | -146.2691 | -86.56 | 154.7494 | 33.7309 | 1.086 | 1.0844 | 1.0812 | 1.0966 | 1.0952 | 1.092 | 0.12554 | -120.1223 | 120.0737 | -0.11242 | -120.3471 | 119.8325
Line10_11_12 | 0.10623 | 0.10694 | 0.10875 | 0.10623 | 0.10694 | 0.10875 | 0.024533 | 0.024698 | 0.025115 | 0.024533 | 0.024698 | 0.025115 | -0.00168 | -0.0024342 | -0.0019093 | 0.0017928 | 0.0025486 | 0.0020275 | -0.027055 | -0.027149 | -0.027575 | 0.027281 | 0.027378 | 0.027811 | 93.2544 | -25.3988 | -146.3945 | -86.7456 | 154.6012 | 33.6055 | 1.1049 | 1.1037 | 1.1006 | 1.1144 | 1.1133 | 1.1103 | -0.29874 | -120.5223 | 119.6447 | -0.50548 | -120.7171 | 119.4358
Line11_12_13 | 0.10623 | 0.10694 | 0.10875 | 0.10623 | 0.10694 | 0.10875 | 0.024533 | 0.024698 | 0.025115 | 0.024533 | 0.024698 | 0.025115 | -0.0017928 | -0.0025486 | -0.0020275 | 0.0019057 | 0.002663 | 0.0021458 | -0.027281 | -0.027378 | -0.027811 | 0.027506 | 0.027607 | 0.028048 | 93.2544 | -25.3988 | -146.3945 | -86.7456 | 154.6012 | 33.6055 | 1.1144 | 1.1133 | 1.1103 | 1.1239 | 1.123 | 1.12 | -0.50548 | -120.7171 | 119.4358 | -0.70873 | -120.9085 | 119.2306
Line12_13_15 | 0 | 0 | 0 | 0 | 0 | 0 | 0 | 0 | 0 | 0 | 0 | 0 | 9.1428e-10 | 9.0327e-10 | 8.6406e-10 | -9.1428e-10 | -9.0327e-10 | -8.6406e-10 | 1.6056e-10 | 2.0566e-10 | 1.7371e-10 | -1.6056e-10 | -2.0566e-10 | -1.7371e-10 | 0 | 0 | 0 | 0 | 0 | 0 | 1.1239 | 1.123 | 1.12 | 1.1239 | 1.123 | 1.12 | -0.70873 | -120.9085 | 119.2306 | -0.70873 | -120.9085 | 119.2306
Line13_13_14 | 0.10623 | 0.10694 | 0.10875 | 0.10623 | 0.10694 | 0.10875 | 0.024533 | 0.024698 | 0.025115 | 0.024533 | 0.024698 | 0.025115 | -0.0019057 | -0.002663 | -0.0021458 | 0.0020185 | 0.0027774 | 0.0022641 | -0.027506 | -0.027607 | -0.028048 | 0.027732 | 0.027836 | 0.028285 | 93.2544 | -25.3988 | -146.3945 | -86.7456 | 154.6012 | 33.6055 | 1.1239 | 1.123 | 1.12 | 1.1334 | 1.1327 | 1.1298 | -0.70873 | -120.9085 | 119.2306 | -0.90857 | -121.0967 | 119.0289
Line14_15_16 | 0 | 0 | 0 | 0 | 0 | 0 | 0 | 0 | 0 | 0 | 0 | 0 | 6.0952e-10 | 6.0218e-10 | 5.7604e-10 | -6.0952e-10 | -6.0218e-10 | -5.7604e-10 | 1.0704e-10 | 1.3711e-10 | 1.1581e-10 | -1.0704e-10 | -1.3711e-10 | -1.1581e-10 | 0 | 0 | 0 | 0 | 0 | 0 | 1.1239 | 1.123 | 1.12 | 1.1239 | 1.123 | 1.12 | -0.70873 | -120.9085 | 119.2306 | -0.70873 | -120.9085 | 119.2306
Line15_16_17 | 0 | 0 | 0 | 0 | 0 | 0 | 0 | 0 | 0 | 0 | 0 | 0 | 3.0476e-10 | 3.0109e-10 | 2.8802e-10 | -3.0476e-10 | -3.0109e-10 | -2.8802e-10 | 5.3521e-11 | 6.8554e-11 | 5.7904e-11 | -5.3521e-11 | -6.8554e-11 | -5.7904e-11 | 0 | 0 | 0 | 0 | 0 | 0 | 1.1239 | 1.123 | 1.12 | 1.1239 | 1.123 | 1.12 | -0.70873 | -120.9085 | 119.2306 | -0.70873 | -120.9085 | 119.2306
Line16_4_18 | 0 | 0.06123 | 0.06123 | 0 | 0.06123 | 0.06123 | 0 | 0.01414 | 0.01414 | 0 | 0.01414 | 0.01414 | 1.9703e-10 | 0.014944 | 0.0038761 | -1.9703e-10 | -0.014907 | -0.0038386 | -1.0651e-12 | 0.0039945 | 0.014901 | 1.0651e-12 | -0.0039195 | -0.014826 | 0 | -135.4076 | 44.5924 | 0 | 44.5924 | -135.4076 | 1.0989 | 1.094 | 1.0888 | 1.0989 | 1.09 | 1.0831 | 0.014424 | -120.4428 | 120.0116 | 0.014424 | -120.6761 | 120.0768
Line17_5_19 | 0 | 0 | 0 | 0 | 0 | 0 | 0 | 0 | 0 | 0 | 0 | 0 | 1.4339e-10 | 1.3695e-10 | 1.2351e-10 | -1.4339e-10 | -1.3695e-10 | -1.2351e-10 | -9.1614e-12 | 8.9118e-12 | -5.3514e-12 | 9.1613e-12 | -8.9118e-12 | 5.3514e-12 | 0 | 0 | 0 | 0 | 0 | 0 | 1.086 | 1.0844 | 1.0812 | 1.086 | 1.0844 | 1.0812 | 0.12554 | -120.1223 | 120.0737 | 0.12554 | -120.1223 | 120.0737
Line1_1_3 | 0.10623 | 0.10694 | 0.10875 | 0.10623 | 0.10694 | 0.10875 | 0.024533 | 0.024698 | 0.025115 | 0.024533 | 0.024698 | 0.025115 | -0.0014543 | -0.0022055 | -0.0016727 | 0.0015671 | 0.0023199 | 0.001791 | -0.026604 | -0.026692 | -0.027102 | 0.026829 | 0.026921 | 0.027338 | 93.2544 | -25.3988 | -146.3945 | -86.7456 | 154.6012 | 33.6055 | 1.086 | 1.0844 | 1.0812 | 1.0955 | 1.0941 | 1.0909 | 0.12554 | -120.1223 | 120.0737 | -0.08843 | -120.324 | 119.8573
Line2_1_4 | 0.13494 | 0.1167 | 0.080388 | 0.13494 | 0.1167 | 0.080388 | 0.031163 | 0.026951 | 0.018565 | 0.031163 | 0.026951 | 0.018565 | -0.0099948 | 0.0031674 | -0.0061539 | 0.010177 | -0.0030312 | 0.0062186 | -0.032333 | -0.029054 | -0.019105 | 0.032698 | 0.029326 | 0.019234 | 107.3028 | -36.344 | -132.0717 | -72.6972 | 143.656 | 47.9283 | 1.086 | 1.0844 | 1.0812 | 1.0989 | 1.094 | 1.0888 | 0.12554 | -120.1223 | 120.0737 | 0.014424 | -120.4428 | 120.0116
Line3_1_5 | 0 | 0 | 0 | 0 | 0 | 0 | 0 | 0 | 0 | 0 | 0 | 0 | 2.8677e-10 | 2.7389e-10 | 2.4702e-10 | -2.8677e-10 | -2.7389e-10 | -2.4702e-10 | -1.8323e-11 | 1.7824e-11 | -1.0703e-11 | 1.8323e-11 | -1.7824e-11 | 1.0703e-11 | 0 | 0 | 0 | 0 | 0 | 0 | 1.086 | 1.0844 | 1.0812 | 1.086 | 1.0844 | 1.0812 | 0.12554 | -120.1223 | 120.0737 | 0.12554 | -120.1223 | 120.0737
Line4_2_6 | 0.11916 | 0.12006 | 0.12197 | 0.11916 | 0.12006 | 0.12197 | 0.027519 | 0.027727 | 0.028168 | 0.027519 | 0.027727 | 0.028168 | -0.0018698 | -0.0026977 | -0.0020913 | 0.0020118 | 0.0028418 | 0.0022401 | -0.030119 | -0.030247 | -0.03069 | 0.030403 | 0.030536 | 0.030987 | 93.44 | -25.2506 | -146.2691 | -86.56 | 154.7494 | 33.7309 | 1.0966 | 1.0952 | 1.092 | 1.1072 | 1.1061 | 1.103 | -0.11242 | -120.3471 | 119.8325 | -0.34582 | -120.5675 | 119.596
Line5_6_7 | 0.11916 | 0.12006 | 0.12197 | 0.11916 | 0.12006 | 0.12197 | 0.027519 | 0.027727 | 0.028168 | 0.027519 | 0.027727 | 0.028168 | -0.0020118 | -0.0028418 | -0.0022401 | 0.0021538 | 0.0029859 | 0.0023889 | -0.030403 | -0.030536 | -0.030987 | 0.030687 | 0.030824 | 0.031285 | 93.44 | -25.2506 | -146.2691 | -86.56 | 154.7494 | 33.7309 | 1.1072 | 1.1061 | 1.103 | 1.1179 | 1.1169 | 1.1139 | -0.34582 | -120.5675 | 119.596 | -0.57478 | -120.7836 | 119.3643
Line6_7_8 | 0 | 0 | 0 | 0 | 0 | 0 | 0 | 0 | 0 | 0 | 0 | 0 | 8.3549e-10 | 8.2335e-10 | 7.8344e-10 | -8.3549e-10 | -8.2335e-10 | -7.8344e-10 | 1.2952e-10 | 1.7642e-10 | 1.4275e-10 | -1.2952e-10 | -1.7642e-10 | -1.4275e-10 | 0 | 0 | 0 | 0 | 0 | 0 | 1.1179 | 1.1169 | 1.1139 | 1.1179 | 1.1169 | 1.1139 | -0.57478 | -120.7836 | 119.3643 | -0.57478 | -120.7836 | 119.3643
Line7_8_9 | 0 | 0 | 0 | 0 | 0 | 0 | 0 | 0 | 0 | 0 | 0 | 0 | 2.785e-10 | 2.7445e-10 | 2.6115e-10 | -2.785e-10 | -2.7445e-10 | -2.6115e-10 | 4.3175e-11 | 5.8808e-11 | 4.7582e-11 | -4.3175e-11 | -5.8808e-11 | -4.7582e-11 | 0 | 0 | 0 | 0 | 0 | 0 | 1.1179 | 1.1169 | 1.1139 | 1.1179 | 1.1169 | 1.1139 | -0.57478 | -120.7836 | 119.3643 | -0.57478 | -120.7836 | 119.3643
Line8_8_10 | 0 | 0 | 0 | 0 | 0 | 0 | 0 | 0 | 0 | 0 | 0 | 0 | 2.785e-10 | 2.7445e-10 | 2.6115e-10 | -2.785e-10 | -2.7445e-10 | -2.6115e-10 | 4.3175e-11 | 5.8808e-11 | 4.7582e-11 | -4.3175e-11 | -5.8808e-11 | -4.7582e-11 | 0 | 0 | 0 | 0 | 0 | 0 | 1.1179 | 1.1169 | 1.1139 | 1.1179 | 1.1169 | 1.1139 | -0.57478 | -120.7836 | 119.3643 | -0.57478 | -120.7836 | 119.3643
Line9_3_11 | 0.10623 | 0.10694 | 0.10875 | 0.10623 | 0.10694 | 0.10875 | 0.024533 | 0.024698 | 0.025115 | 0.024533 | 0.024698 | 0.025115 | -0.0015671 | -0.0023199 | -0.001791 | 0.00168 | 0.0024342 | 0.0019093 | -0.026829 | -0.026921 | -0.027338 | 0.027055 | 0.027149 | 0.027575 | 93.2544 | -25.3988 | -146.3945 | -86.7456 | 154.6012 | 33.6055 | 1.0955 | 1.0941 | 1.0909 | 1.1049 | 1.1037 | 1.1006 | -0.08843 | -120.324 | 119.8573 | -0.29874 | -120.5223 | 119.6447

## LL_max_fault_10
name | pf_ikss_a_from_ka | pf_ikss_b_from_ka | pf_ikss_c_from_ka | pf_ikss_a_to_ka | pf_ikss_b_to_ka | pf_ikss_c_to_ka | pf_skss_a_from_mw | pf_skss_b_from_mw | pf_skss_c_from_mw | pf_skss_a_to_mw | pf_skss_b_to_mw | pf_skss_c_to_mw | pf_p_a_from_mw | pf_p_b_from_mw | pf_p_c_from_mw | pf_p_a_to_mw | pf_p_b_to_mw | pf_p_c_to_mw | pf_q_a_from_mvar | pf_q_b_from_mvar | pf_q_c_from_mvar | pf_q_a_to_mvar | pf_q_b_to_mvar | pf_q_c_to_mvar | pf_ikss_a_from_degree | pf_ikss_b_from_degree | pf_ikss_c_from_degree | pf_ikss_a_to_degree | pf_ikss_b_to_degree | pf_ikss_c_to_degree | pf_vm_a_from_pu | pf_vm_b_from_pu | pf_vm_c_from_pu | pf_vm_a_to_pu | pf_vm_b_to_pu | pf_vm_c_to_pu | pf_va_a_from_degree | pf_va_b_from_degree | pf_va_c_from_degree | pf_va_a_to_degree | pf_va_b_to_degree | pf_va_c_to_degree
Line0_1_2 | 0.11999 | 0.12096 | 0.12297 | 0.11999 | 0.12096 | 0.12297 | 0.027711 | 0.027934 | 0.028398 | 0.027711 | 0.027934 | 0.028398 | -0.0018547 | -0.0027674 | -0.0020891 | 0.0019987 | 0.0029137 | 0.0022403 | -0.03148 | -0.031619 | -0.032096 | 0.031768 | 0.031912 | 0.032399 | 93.4956 | -25.1341 | -146.2064 | -86.5044 | 154.8659 | 33.7936 | 1.138 | 1.1362 | 1.1326 | 1.1486 | 1.1471 | 1.1436 | 0.12371 | -120.136 | 120.0696 | -0.10453 | -120.351 | 119.838
Line10_11_12 | 0.10741 | 0.10818 | 0.11009 | 0.10741 | 0.10818 | 0.11009 | 0.024806 | 0.024984 | 0.025424 | 0.024806 | 0.024984 | 0.025424 | -0.0018008 | -0.0026377 | -0.0020514 | 0.0019162 | 0.0027547 | 0.0021726 | -0.028646 | -0.028754 | -0.029224 | 0.028877 | 0.028988 | 0.029466 | 93.3122 | -25.2789 | -146.3286 | -86.6878 | 154.7211 | 33.6714 | 1.1571 | 1.1557 | 1.1523 | 1.1667 | 1.1655 | 1.1621 | -0.28496 | -120.5202 | 119.656 | -0.48427 | -120.7074 | 119.4545
Line11_12_13 | 0.10741 | 0.10818 | 0.11009 | 0.10741 | 0.10818 | 0.11009 | 0.024806 | 0.024984 | 0.025424 | 0.024806 | 0.024984 | 0.025424 | -0.0019162 | -0.0027547 | -0.0021726 | 0.0020316 | 0.0028718 | 0.0022938 | -0.028877 | -0.028988 | -0.029466 | 0.029108 | 0.029222 | 0.029708 | 93.3122 | -25.2789 | -146.3286 | -86.6878 | 154.7211 | 33.6714 | 1.1667 | 1.1655 | 1.1621 | 1.1763 | 1.1753 | 1.172 | -0.48427 | -120.7074 | 119.4545 | -0.68033 | -120.8916 | 119.2563
Line12_13_15 | 0 | 0 | 0 | 0 | 0 | 0 | 0 | 0 | 0 | 0 | 0 | 0 | 9.8776e-10 | 9.7474e-10 | 9.2953e-10 | -9.8776e-10 | -9.7474e-10 | -9.2953e-10 | 1.69e-10 | 2.2128e-10 | 1.8406e-10 | -1.69e-10 | -2.2128e-10 | -1.8406e-10 | 0 | 0 | 0 | 0 | 0 | 0 | 1.1763 | 1.1753 | 1.172 | 1.1763 | 1.1753 | 1.172 | -0.68033 | -120.8916 | 119.2563 | -0.68033 | -120.8916 | 119.2563
Line13_13_14 | 0.10741 | 0.10818 | 0.11009 | 0.10741 | 0.10818 | 0.11009 | 0.024806 | 0.024984 | 0.025424 | 0.024806 | 0.024984 | 0.025424 | -0.0020316 | -0.0028718 | -0.0022938 | 0.002147 | 0.0029888 | 0.002415 | -0.029108 | -0.029222 | -0.029708 | 0.029338 | 0.029456 | 0.029951 | 93.3122 | -25.2789 | -146.3286 | -86.6878 | 154.7211 | 33.6714 | 1.1763 | 1.1753 | 1.172 | 1.1859 | 1.1851 | 1.1819 | -0.68033 | -120.8916 | 119.2563 | -0.87321 | -121.0727 | 119.0615
Line14_15_16 | 0 | 0 | 0 | 0 | 0 | 0 | 0 | 0 | 0 | 0 | 0 | 0 | 6.585e-10 | 6.4983e-10 | 6.1968e-10 | -6.585e-10 | -6.4983e-10 | -6.1968e-10 | 1.1266e-10 | 1.4752e-10 | 1.2271e-10 | -1.1266e-10 | -1.4752e-10 | -1.2271e-10 | 0 | 0 | 0 | 0 | 0 | 0 | 1.1763 | 1.1753 | 1.172 | 1.1763 | 1.1753 | 1.172 | -0.68033 | -120.8916 | 119.2563 | -0.68033 | -120.8916 | 119.2563
Line15_16_17 | 0 | 0 | 0 | 0 | 0 | 0 | 0 | 0 | 0 | 0 | 0 | 0 | 3.2925e-10 | 3.2491e-10 | 3.0984e-10 | -3.2925e-10 | -3.2491e-10 | -3.0984e-10 | 5.6332e-11 | 7.3759e-11 | 6.1353e-11 | -5.6332e-11 | -7.3759e-11 | -6.1353e-11 | 0 | 0 | 0 | 0 | 0 | 0 | 1.1763 | 1.1753 | 1.172 | 1.1763 | 1.1753 | 1.172 | -0.68033 | -120.8916 | 119.2563 | -0.68033 | -120.8916 | 119.2563
Line16_4_18 | 0 | 0.064112 | 0.064112 | 0 | 0.064112 | 0.064112 | 0 | 0.014806 | 0.014806 | 0 | 0.014806 | 0.014806 | 2.1466e-10 | 0.016387 | 0.0042473 | -2.1466e-10 | -0.016346 | -0.0042062 | -1.1899e-12 | 0.0043792 | 0.016337 | 1.1898e-12 | -0.0042969 | -0.016255 | 0 | -135.4167 | 44.5833 | 0 | 44.5833 | -135.4167 | 1.1509 | 1.1456 | 1.1401 | 1.1509 | 1.1415 | 1.134 | 0.014686 | -120.4547 | 120.0101 | 0.014686 | -120.688 | 120.0753
Line17_5_19 | 0 | 0 | 0 | 0 | 0 | 0 | 0 | 0 | 0 | 0 | 0 | 0 | 1.584e-10 | 1.5097e-10 | 1.3552e-10 | -1.584e-10 | -1.5097e-10 | -1.3552e-10 | -9.9101e-12 | 1.0879e-11 | -5.547e-12 | 9.9101e-12 | -1.0879e-11 | 5.547e-12 | 0 | 0 | 0 | 0 | 0 | 0 | 1.138 | 1.1362 | 1.1326 | 1.138 | 1.1362 | 1.1326 | 0.12371 | -120.136 | 120.0696 | 0.12371 | -120.136 | 120.0696
Line1_1_3 | 0.10741 | 0.10818 | 0.11009 | 0.10741 | 0.10818 | 0.11009 | 0.024806 | 0.024984 | 0.025424 | 0.024806 | 0.024984 | 0.025424 | -0.0015701 | -0.0024036 | -0.001809 | 0.0016855 | 0.0025207 | 0.0019302 | -0.028185 | -0.028286 | -0.028739 | 0.028415 | 0.02852 | 0.028981 | 93.3122 | -25.2789 | -146.3286 | -86.6878 | 154.7211 | 33.6714 | 1.138 | 1.1362 | 1.1326 | 1.1475 | 1.146 | 1.1425 | 0.12371 | -120.136 | 120.0696 | -0.082328 | -120.3297 | 119.861
Line2_1_4 | 0.1352 | 0.11679 | 0.077932 | 0.1352 | 0.11679 | 0.077932 | 0.031223 | 0.026972 | 0.017998 | 0.031223 | 0.026972 | 0.017998 | -0.010349 | 0.0041229 | -0.006144 | 0.010532 | -0.0039865 | 0.0062047 | -0.03399 | -0.030368 | -0.019437 | 0.034355 | 0.03064 | 0.019558 | 107.0584 | -37.8676 | -132.3885 | -72.9416 | 142.1324 | 47.6115 | 1.138 | 1.1362 | 1.1326 | 1.1509 | 1.1456 | 1.1401 | 0.12371 | -120.136 | 120.0696 | 0.014686 | -120.4547 | 120.0101
Line3_1_5 | 0 | 0 | 0 | 0 | 0 | 0 | 0 | 0 | 0 | 0 | 0 | 0 | 3.168e-10 | 3.0194e-10 | 2.7104e-10 | -3.168e-10 | -3.0194e-10 | -2.7104e-10 | -1.982e-11 | 2.1759e-11 | -1.1094e-11 | 1.982e-11 | -2.1759e-11 | 1.1094e-11 | 0 | 0 | 0 | 0 | 0 | 0 | 1.138 | 1.1362 | 1.1326 | 1.138 | 1.1362 | 1.1326 | 0.12371 | -120.136 | 120.0696 | 0.12371 | -120.136 | 120.0696
Line4_2_6 | 0.11999 | 0.12096 | 0.12297 | 0.11999 | 0.12096 | 0.12297 | 0.027711 | 0.027934 | 0.028398 | 0.027711 | 0.027934 | 0.028398 | -0.0019987 | -0.0029137 | -0.0022403 | 0.0021427 | 0.00306 | 0.0023915 | -0.031768 | -0.031912 | -0.032399 | 0.032055 | 0.032204 | 0.032701 | 93.4956 | -25.1341 | -146.2064 | -86.5044 | 154.8659 | 33.7936 | 1.1486 | 1.1471 | 1.1436 | 1.1594 | 1.1581 | 1.1546 | -0.10453 | -120.351 | 119.838 | -0.32855 | -120.5619 | 119.6109
Line5_6_7 | 0.11999 | 0.12096 | 0.12297 | 0.11999 | 0.12096 | 0.12297 | 0.027711 | 0.027934 | 0.028398 | 0.027711 | 0.027934 | 0.028398 | -0.0021427 | -0.00306 | -0.0023915 | 0.0022867 | 0.0032063 | 0.0025427 | -0.032055 | -0.032204 | -0.032701 | 0.032343 | 0.032497 | 0.033003 | 93.4956 | -25.1341 | -146.2064 | -86.5044 | 154.8659 | 33.7936 | 1.1594 | 1.1581 | 1.1546 | 1.1701 | 1.169 | 1.1656 | -0.32855 | -120.5619 | 119.6109 | -0.54848 | -120.7689 | 119.388
Line6_7_8 | 0 | 0 | 0 | 0 | 0 | 0 | 0 | 0 | 0 | 0 | 0 | 0 | 9.0263e-10 | 8.883e-10 | 8.4233e-10 | -9.0263e-10 | -8.883e-10 | -8.4233e-10 | 1.3553e-10 | 1.8983e-10 | 1.5064e-10 | -1.3553e-10 | -1.8983e-10 | -1.5064e-10 | 0 | 0 | 0 | 0 | 0 | 0 | 1.1701 | 1.169 | 1.1656 | 1.1701 | 1.169 | 1.1656 | -0.54848 | -120.7689 | 119.388 | -0.54848 | -120.7689 | 119.388
Line7_8_9 | 0 | 0 | 0 | 0 | 0 | 0 | 0 | 0 | 0 | 0 | 0 | 0 | 3.0088e-10 | 2.961e-10 | 2.8078e-10 | -3.0088e-10 | -2.961e-10 | -2.8078e-10 | 4.5176e-11 | 6.3275e-11 | 5.0214e-11 | -4.5176e-11 | -6.3275e-11 | -5.0214e-11 | 0 | 0 | 0 | 0 | 0 | 0 | 1.1701 | 1.169 | 1.1656 | 1.1701 | 1.169 | 1.1656 | -0.54848 | -120.7689 | 119.388 | -0.54848 | -120.7689 | 119.388
Line8_8_10 | 0 | 0 | 0 | 0 | 0 | 0 | 0 | 0 | 0 | 0 | 0 | 0 | 3.0088e-10 | 2.961e-10 | 2.8078e-10 | -3.0088e-10 | -2.961e-10 | -2.8078e-10 | 4.5176e-11 | 6.3275e-11 | 5.0214e-11 | -4.5176e-11 | -6.3275e-11 | -5.0214e-11 | 0 | 0 | 0 | 0 | 0 | 0 | 1.1701 | 1.169 | 1.1656 | 1.1701 | 1.169 | 1.1656 | -0.54848 | -120.7689 | 119.388 | -0.54848 | -120.7689 | 119.388
Line9_3_11 | 0.10741 | 0.10818 | 0.11009 | 0.10741 | 0.10818 | 0.11009 | 0.024806 | 0.024984 | 0.025424 | 0.024806 | 0.024984 | 0.025424 | -0.0016855 | -0.0025207 | -0.0019302 | 0.0018008 | 0.0026377 | 0.0020514 | -0.028415 | -0.02852 | -0.028981 | 0.028646 | 0.028754 | 0.029224 | 93.3122 | -25.2789 | -146.3286 | -86.6878 | 154.7211 | 33.6714 | 1.1475 | 1.146 | 1.1425 | 1.1571 | 1.1557 | 1.1523 | -0.082328 | -120.3297 | 119.861 | -0.28496 | -120.5202 | 119.656

## LL_min_6
name | pf_ikss_a_from_ka | pf_ikss_b_from_ka | pf_ikss_c_from_ka | pf_ikss_a_to_ka | pf_ikss_b_to_ka | pf_ikss_c_to_ka | pf_skss_a_from_mw | pf_skss_b_from_mw | pf_skss_c_from_mw | pf_skss_a_to_mw | pf_skss_b_to_mw | pf_skss_c_to_mw | pf_p_a_from_mw | pf_p_b_from_mw | pf_p_c_from_mw | pf_p_a_to_mw | pf_p_b_to_mw | pf_p_c_to_mw | pf_q_a_from_mvar | pf_q_b_from_mvar | pf_q_c_from_mvar | pf_q_a_to_mvar | pf_q_b_to_mvar | pf_q_c_to_mvar | pf_ikss_a_from_degree | pf_ikss_b_from_degree | pf_ikss_c_from_degree | pf_ikss_a_to_degree | pf_ikss_b_to_degree | pf_ikss_c_to_degree | pf_vm_a_from_pu | pf_vm_b_from_pu | pf_vm_c_from_pu | pf_vm_a_to_pu | pf_vm_b_to_pu | pf_vm_c_to_pu | pf_va_a_from_degree | pf_va_b_from_degree | pf_va_c_from_degree | pf_va_a_to_degree | pf_va_b_to_degree | pf_va_c_to_degree
Line0_1_2 | 0.00073134 | 0.0043194 | 0.0036537 | 0.00073134 | 0.0043194 | 0.0036537 | 0.0001689 | 0.00099752 | 0.00084379 | 0.0001689 | 0.00099752 | 0.00084379 | -0.00015686 | -0.00082368 | -8.0449e-05 | 0.00015687 | 0.00082404 | 8.0705e-05 | 3.3794e-05 | -0.00014813 | -0.00057528 | -3.3783e-05 | 0.00014851 | 0.00057555 | -167.8235 | 34.5522 | -141.0778 | 12.1765 | -145.4478 | 38.9222 | 0.95002 | 0.83898 | 0.68841 | 0.95006 | 0.8394 | 0.68877 | 0.018327 | -135.2526 | 120.9615 | 0.022833 | -135.2318 | 120.9401
Line10_11_12 | 0.00072696 | 0.0043058 | 0.0036435 | 0.00072696 | 0.0043058 | 0.0036435 | 0.00016788 | 0.00099438 | 0.00084142 | 0.00016788 | 0.00099438 | 0.00084142 | -0.00015579 | -0.00082213 | -8.1681e-05 | 0.0001558 | 0.00082249 | 8.1936e-05 | 3.422e-05 | -0.00014656 | -0.00057406 | -3.4209e-05 | 0.00014693 | 0.00057433 | -167.5846 | 34.6813 | -140.983 | 12.4154 | -145.3187 | 39.017 | 0.95011 | 0.83981 | 0.68912 | 0.95015 | 0.84023 | 0.68948 | 0.027308 | -135.211 | 120.919 | 0.031798 | -135.1903 | 120.8977
Line11_12_13 | 0.00072696 | 0.0043058 | 0.0036435 | 0.00072696 | 0.0043058 | 0.0036435 | 0.00016788 | 0.00099438 | 0.00084142 | 0.00016788 | 0.00099438 | 0.00084142 | -0.0001558 | -0.00082249 | -8.1935e-05 | 0.00015581 | 0.00082284 | 8.219e-05 | 3.4209e-05 | -0.00014693 | -0.00057432 | -3.4198e-05 | 0.0001473 | 0.00057459 | -167.5846 | 34.6812 | -140.9831 | 12.4154 | -145.3188 | 39.0169 | 0.95015 | 0.84023 | 0.68948 | 0.9502 | 0.84065 | 0.68983 | 0.031798 | -135.1903 | 120.8977 | 0.036287 | -135.1696 | 120.8765
Line12_13_15 | 0 | 0 | 0 | 0 | 0 | 0 | 0 | 0 | 0 | 0 | 0 | 0 | 2.0919e-12 | -7.0508e-10 | -1.9734e-09 | -2.0919e-12 | 7.0508e-10 | 1.9734e-09 | -6.2886e-12 | 2.2988e-09 | -1.1028e-10 | 6.2887e-12 | -2.2988e-09 | 1.1028e-10 | 0 | 0 | 0 | 0 | 0 | 0 | 0.9502 | 0.84065 | 0.68983 | 0.9502 | 0.84065 | 0.68983 | 0.036287 | -135.1696 | 120.8765 | 0.036287 | -135.1696 | 120.8765
Line13_13_14 | 0.00072696 | 0.0043058 | 0.0036435 | 0.00072696 | 0.0043058 | 0.0036435 | 0.00016788 | 0.00099438 | 0.00084142 | 0.00016788 | 0.00099438 | 0.00084142 | -0.00015581 | -0.00082284 | -8.2187e-05 | 0.00015582 | 0.0008232 | 8.2442e-05 | 3.4198e-05 | -0.0001473 | -0.00057459 | -3.4188e-05 | 0.00014767 | 0.00057486 | -167.5846 | 34.681 | -140.9833 | 12.4154 | -145.319 | 39.0167 | 0.9502 | 0.84065 | 0.68983 | 0.95025 | 0.84107 | 0.69019 | 0.036287 | -135.1696 | 120.8765 | 0.040776 | -135.1488 | 120.8553
Line14_15_16 | 0 | 0 | 0 | 0 | 0 | 0 | 0 | 0 | 0 | 0 | 0 | 0 | 1.3946e-12 | -4.7005e-10 | -1.3156e-09 | -1.3946e-12 | 4.7005e-10 | 1.3156e-09 | -4.1924e-12 | 1.5325e-09 | -7.3518e-11 | 4.1924e-12 | -1.5325e-09 | 7.3518e-11 | 0 | 0 | 0 | 0 | 0 | 0 | 0.9502 | 0.84065 | 0.68983 | 0.9502 | 0.84065 | 0.68983 | 0.036287 | -135.1696 | 120.8765 | 0.036287 | -135.1696 | 120.8765
Line15_16_17 | 0 | 0 | 0 | 0 | 0 | 0 | 0 | 0 | 0 | 0 | 0 | 0 | 6.9729e-13 | -2.3503e-10 | -6.5778e-10 | -6.9729e-13 | 2.3503e-10 | 6.5778e-10 | -2.0962e-12 | 7.6626e-10 | -3.6759e-11 | 2.0962e-12 | -7.6626e-10 | 3.6759e-11 | 0 | 0 | 0 | 0 | 0 | 0 | 0.9502 | 0.84065 | 0.68983 | 0.9502 | 0.84065 | 0.68983 | 0.036287 | -135.1696 | 120.8765 | 0.036287 | -135.1696 | 120.8765
Line16_4_18 | 0 | 2.5141 | 2.5141 | 0 | 2.5141 | 2.5141 | 0 | 0.58062 | 0.58062 | 0 | 0.58062 | 0.58062 | 5.6302e-13 | 0.35474 | -0.11202 | -5.6295e-13 | -0.23338 | 0.23338 | -1.436e-12 | -0.020622 | 0.27346 | 1.4359e-12 | 0.14704 | -0.14704 | 0 | -147.7624 | 32.2376 | 0 | 32.2376 | -147.7624 | 0.95016 | 0.61201 | 0.50896 | 0.95016 | 0.47508 | 0.47508 | 0.024856 | -151.0894 | 144.5135 | 0.024856 | -179.9751 | -179.9751
Line17_5_19 | 0 | 0 | 0 | 0 | 0 | 0 | 0 | 0 | 0 | 0 | 0 | 0 | 6.2348e-14 | -2.3859e-10 | -6.5996e-10 | -6.2357e-14 | 2.3859e-10 | 6.5996e-10 | -1.0585e-12 | 7.6882e-10 | -4.0238e-11 | 1.0585e-12 | -7.6882e-10 | 4.0238e-11 | 0 | 0 | 0 | 0 | 0 | 0 | 0.95002 | 0.83898 | 0.68841 | 0.95002 | 0.83898 | 0.68841 | 0.018327 | -135.2526 | 120.9615 | 0.018327 | -135.2526 | 120.9615
Line1_1_3 | 0.00072696 | 0.0043058 | 0.0036435 | 0.00072696 | 0.0043058 | 0.0036435 | 0.00016788 | 0.00099438 | 0.00084142 | 0.00016788 | 0.00099438 | 0.00084142 | -0.00015577 | -0.00082142 | -8.1172e-05 | 0.00015578 | 0.00082178 | 8.1427e-05 | 3.4241e-05 | -0.00014581 | -0.00057353 | -3.423e-05 | 0.00014619 | 0.00057379 | -167.5846 | 34.6814 | -140.9829 | 12.4154 | -145.3186 | 39.0171 | 0.95002 | 0.83898 | 0.68841 | 0.95006 | 0.8394 | 0.68877 | 0.018327 | -135.2526 | 120.9615 | 0.022818 | -135.2318 | 120.9402
Line2_1_4 | 0.0014981 | 2.5058 | 2.5069 | 0.0014981 | 2.5058 | 2.5069 | 0.00034597 | 0.57869 | 0.57895 | 0.00034597 | 0.57869 | 0.57895 | -0.00032449 | 0.4741 | 0.0091695 | 0.00032454 | -0.35354 | 0.1115 | -5.2275e-05 | 0.10463 | 0.39845 | 5.232e-05 | 0.020954 | -0.27276 | 170.8668 | -147.6976 | 32.2798 | -9.1332 | 32.3024 | -147.7202 | 0.95002 | 0.83898 | 0.68841 | 0.95016 | 0.61201 | 0.50896 | 0.018327 | -135.2526 | 120.9615 | 0.024856 | -151.0894 | 144.5135
Line3_1_5 | 0 | 0 | 0 | 0 | 0 | 0 | 0 | 0 | 0 | 0 | 0 | 0 | 1.2463e-13 | -4.7718e-10 | -1.3199e-09 | -1.2462e-13 | 4.7718e-10 | 1.3199e-09 | -2.117e-12 | 1.5376e-09 | -8.0477e-11 | 2.117e-12 | -1.5376e-09 | 8.0477e-11 | 0 | 0 | 0 | 0 | 0 | 0 | 0.95002 | 0.83898 | 0.68841 | 0.95002 | 0.83898 | 0.68841 | 0.018327 | -135.2526 | 120.9615 | 0.018327 | -135.2526 | 120.9615
Line4_2_6 | 0.00073134 | 0.0043194 | 0.0036537 | 0.00073134 | 0.0043194 | 0.0036537 | 0.0001689 | 0.00099752 | 0.00084379 | 0.0001689 | 0.00099752 | 0.00084379 | -0.00015687 | -0.00082404 | -8.0704e-05 | 0.00015688 | 0.0008244 | 8.0961e-05 | 3.3783e-05 | -0.00014851 | -0.00057555 | -3.3772e-05 | 0.00014888 | 0.00057581 | -167.8235 | 34.5522 | -141.0778 | 12.1765 | -145.4478 | 38.9222 | 0.95006 | 0.8394 | 0.68877 | 0.95011 | 0.83982 | 0.68912 | 0.022833 | -135.2318 | 120.9401 | 0.027339 | -135.211 | 120.9187
Line5_6_7 | 0.00073134 | 0.0043194 | 0.0036537 | 0.00073134 | 0.0043194 | 0.0036537 | 0.0001689 | 0.00099752 | 0.00084379 | 0.0001689 | 0.00099752 | 0.00084379 | -0.00015688 | -0.0008244 | -8.096e-05 | 0.00015689 | 0.00082476 | 8.1216e-05 | 3.3772e-05 | -0.00014888 | -0.00057581 | -3.3762e-05 | 0.00014925 | 0.00057608 | -167.8235 | 34.5521 | -141.0779 | 12.1765 | -145.4479 | 38.9221 | 0.95011 | 0.83982 | 0.68912 | 0.95016 | 0.84024 | 0.68948 | 0.027339 | -135.211 | 120.9187 | 0.031844 | -135.1903 | 120.8974
Line6_7_8 | 0 | 0 | 0 | 0 | 0 | 0 | 0 | 0 | 0 | 0 | 0 | 0 | 1.6339e-12 | -7.0771e-10 | -1.975e-09 | -1.6339e-12 | 7.0771e-10 | 1.975e-09 | -5.5184e-12 | 2.3007e-09 | -1.1285e-10 | 5.5184e-12 | -2.3007e-09 | 1.1285e-10 | 0 | 0 | 0 | 0 | 0 | 0 | 0.95016 | 0.84024 | 0.68948 | 0.95016 | 0.84024 | 0.68948 | 0.031844 | -135.1903 | 120.8974 | 0.031844 | -135.1903 | 120.8974
Line7_8_9 | 0 | 0 | 0 | 0 | 0 | 0 | 0 | 0 | 0 | 0 | 0 | 0 | 5.446e-13 | -2.359e-10 | -6.5833e-10 | -5.4462e-13 | 2.359e-10 | 6.5833e-10 | -1.8395e-12 | 7.669e-10 | -3.7615e-11 | 1.8395e-12 | -7.669e-10 | 3.7615e-11 | 0 | 0 | 0 | 0 | 0 | 0 | 0.95016 | 0.84024 | 0.68948 | 0.95016 | 0.84024 | 0.68948 | 0.031844 | -135.1903 | 120.8974 | 0.031844 | -135.1903 | 120.8974
Line8_8_10 | 0 | 0 | 0 | 0 | 0 | 0 | 0 | 0 | 0 | 0 | 0 | 0 | 5.4462e-13 | -2.359e-10 | -6.5833e-10 | -5.4464e-13 | 2.359e-10 | 6.5833e-10 | -1.8395e-12 | 7.669e-10 | -3.7615e-11 | 1.8395e-12 | -7.669e-10 | 3.7615e-11 | 0 | 0 | 0 | 0 | 0 | 0 | 0.95016 | 0.84024 | 0.68948 | 0.95016 | 0.84024 | 0.68948 | 0.031844 | -135.1903 | 120.8974 | 0.031844 | -135.1903 | 120.8974
Line9_3_11 | 0.00072696 | 0.0043058 | 0.0036435 | 0.00072696 | 0.0043058 | 0.0036435 | 0.00016788 | 0.00099438 | 0.00084142 | 0.00016788 | 0.00099438 | 0.00084142 | -0.00015578 | -0.00082178 | -8.1427e-05 | 0.00015579 | 0.00082213 | 8.1681e-05 | 3.423e-05 | -0.00014619 | -0.00057379 | -3.422e-05 | 0.00014656 | 0.00057406 | -167.5846 | 34.6813 | -140.9829 | 12.4154 | -145.3187 | 39.0171 | 0.95006 | 0.8394 | 0.68877 | 0.95011 | 0.83981 | 0.68912 | 0.022818 | -135.2318 | 120.9402 | 0.027308 | -135.211 | 120.919

## LL_min_10
name | pf_ikss_a_from_ka | pf_ikss_b_from_ka | pf_ikss_c_from_ka | pf_ikss_a_to_ka | pf_ikss_b_to_ka | pf_ikss_c_to_ka | pf_skss_a_from_mw | pf_skss_b_from_mw | pf_skss_c_from_mw | pf_skss_a_to_mw | pf_skss_b_to_mw | pf_skss_c_to_mw | pf_p_a_from_mw | pf_p_b_from_mw | pf_p_c_from_mw | pf_p_a_to_mw | pf_p_b_to_mw | pf_p_c_to_mw | pf_q_a_from_mvar | pf_q_b_from_mvar | pf_q_c_from_mvar | pf_q_a_to_mvar | pf_q_b_to_mvar | pf_q_c_to_mvar | pf_ikss_a_from_degree | pf_ikss_b_from_degree | pf_ikss_c_from_degree | pf_ikss_a_to_degree | pf_ikss_b_to_degree | pf_ikss_c_to_degree | pf_vm_a_from_pu | pf_vm_b_from_pu | pf_vm_c_from_pu | pf_vm_a_to_pu | pf_vm_b_to_pu | pf_vm_c_to_pu | pf_va_a_from_degree | pf_va_b_from_degree | pf_va_c_from_degree | pf_va_a_to_degree | pf_va_b_to_degree | pf_va_c_to_degree
Line0_1_2 | 0.00069285 | 0.0040921 | 0.0034614 | 0.00069285 | 0.0040921 | 0.0034614 | 0.00016001 | 0.00094502 | 0.00079938 | 0.00016001 | 0.00094502 | 0.00079938 | -0.00014078 | -0.00073926 | -7.2203e-05 | 0.00014079 | 0.00073958 | 7.2433e-05 | 3.033e-05 | -0.00013295 | -0.00051632 | -3.032e-05 | 0.00013329 | 0.00051656 | -167.8235 | 34.5522 | -141.0778 | 12.1765 | -145.4478 | 38.9222 | 0.90002 | 0.79482 | 0.65218 | 0.90006 | 0.79522 | 0.65252 | 0.018327 | -135.2526 | 120.9615 | 0.022833 | -135.2318 | 120.9401
Line10_11_12 | 0.0006887 | 0.0040792 | 0.0034517 | 0.0006887 | 0.0040792 | 0.0034517 | 0.00015905 | 0.00094204 | 0.00079714 | 0.00015905 | 0.00094204 | 0.00079714 | -0.00013983 | -0.00073787 | -7.3309e-05 | 0.00013984 | 0.00073819 | 7.3538e-05 | 3.0712e-05 | -0.00013154 | -0.00051522 | -3.0703e-05 | 0.00013187 | 0.00051546 | -167.5846 | 34.6813 | -140.983 | 12.4154 | -145.3187 | 39.017 | 0.9001 | 0.79561 | 0.65285 | 0.90015 | 0.79601 | 0.65319 | 0.027308 | -135.211 | 120.919 | 0.031798 | -135.1903 | 120.8977
Line11_12_13 | 0.0006887 | 0.0040792 | 0.0034517 | 0.0006887 | 0.0040792 | 0.0034517 | 0.00015905 | 0.00094204 | 0.00079714 | 0.00015905 | 0.00094204 | 0.00079714 | -0.00013984 | -0.00073819 | -7.3537e-05 | 0.00013984 | 0.00073851 | 7.3766e-05 | 3.0703e-05 | -0.00013187 | -0.00051546 | -3.0693e-05 | 0.0001322 | 0.0005157 | -167.5846 | 34.6812 | -140.9831 | 12.4154 | -145.3188 | 39.0169 | 0.90015 | 0.79601 | 0.65319 | 0.90019 | 0.7964 | 0.65352 | 0.031798 | -135.1903 | 120.8977 | 0.036287 | -135.1696 | 120.8765
Line12_13_15 | 0 | 0 | 0 | 0 | 0 | 0 | 0 | 0 | 0 | 0 | 0 | 0 | 1.8775e-12 | -6.3282e-10 | -1.7711e-09 | -1.8775e-12 | 6.3282e-10 | 1.7711e-09 | -5.6442e-12 | 2.0632e-09 | -9.8974e-11 | 5.6442e-12 | -2.0632e-09 | 9.8974e-11 | 0 | 0 | 0 | 0 | 0 | 0 | 0.90019 | 0.7964 | 0.65352 | 0.90019 | 0.7964 | 0.65352 | 0.036287 | -135.1696 | 120.8765 | 0.036287 | -135.1696 | 120.8765
Line13_13_14 | 0.0006887 | 0.0040792 | 0.0034517 | 0.0006887 | 0.0040792 | 0.0034517 | 0.00015905 | 0.00094204 | 0.00079714 | 0.00015905 | 0.00094204 | 0.00079714 | -0.00013984 | -0.00073851 | -7.3764e-05 | 0.00013985 | 0.00073883 | 7.3992e-05 | 3.0693e-05 | -0.00013221 | -0.0005157 | -3.0684e-05 | 0.00013254 | 0.00051594 | -167.5846 | 34.681 | -140.9833 | 12.4154 | -145.319 | 39.0167 | 0.90019 | 0.7964 | 0.65352 | 0.90023 | 0.7968 | 0.65386 | 0.036287 | -135.1696 | 120.8765 | 0.040776 | -135.1488 | 120.8553
Line14_15_16 | 0 | 0 | 0 | 0 | 0 | 0 | 0 | 0 | 0 | 0 | 0 | 0 | 1.2516e-12 | -4.2188e-10 | -1.1807e-09 | -1.2516e-12 | 4.2188e-10 | 1.1807e-09 | -3.7627e-12 | 1.3754e-09 | -6.5983e-11 | 3.7627e-12 | -1.3754e-09 | 6.5983e-11 | 0 | 0 | 0 | 0 | 0 | 0 | 0.90019 | 0.7964 | 0.65352 | 0.90019 | 0.7964 | 0.65352 | 0.036287 | -135.1696 | 120.8765 | 0.036287 | -135.1696 | 120.8765
Line15_16_17 | 0 | 0 | 0 | 0 | 0 | 0 | 0 | 0 | 0 | 0 | 0 | 0 | 6.2577e-13 | -2.1094e-10 | -5.9037e-10 | -6.2577e-13 | 2.1094e-10 | 5.9037e-10 | -1.8813e-12 | 6.8772e-10 | -3.2991e-11 | 1.8813e-12 | -6.8772e-10 | 3.2991e-11 | 0 | 0 | 0 | 0 | 0 | 0 | 0.90019 | 0.7964 | 0.65352 | 0.90019 | 0.7964 | 0.65352 | 0.036287 | -135.1696 | 120.8765 | 0.036287 | -135.1696 | 120.8765
Line16_4_18 | 0 | 2.3818 | 2.3818 | 0 | 2.3818 | 2.3818 | 0 | 0.55006 | 0.55006 | 0 | 0.55006 | 0.55006 | 5.0517e-13 | 0.31838 | -0.10054 | -5.0517e-13 | -0.20946 | 0.20946 | -1.2888e-12 | -0.018508 | 0.24543 | 1.2887e-12 | 0.13197 | -0.13197 | 0 | -147.7624 | 32.2376 | 0 | 32.2376 | -147.7624 | 0.90015 | 0.5798 | 0.48218 | 0.90015 | 0.45008 | 0.45008 | 0.024856 | -151.0894 | 144.5135 | 0.024856 | -179.9751 | -179.9751
Line17_5_19 | 0 | 0 | 0 | 0 | 0 | 0 | 0 | 0 | 0 | 0 | 0 | 0 | 5.5944e-14 | -2.1414e-10 | -5.9232e-10 | -5.596e-14 | 2.1414e-10 | 5.9232e-10 | -9.5007e-13 | 6.9002e-10 | -3.6114e-11 | 9.5006e-13 | -6.9002e-10 | 3.6114e-11 | 0 | 0 | 0 | 0 | 0 | 0 | 0.90002 | 0.79482 | 0.65218 | 0.90002 | 0.79482 | 0.65218 | 0.018327 | -135.2526 | 120.9615 | 0.018327 | -135.2526 | 120.9615
Line1_1_3 | 0.0006887 | 0.0040792 | 0.0034517 | 0.0006887 | 0.0040792 | 0.0034517 | 0.00015905 | 0.00094204 | 0.00079714 | 0.00015905 | 0.00094204 | 0.00079714 | -0.00013981 | -0.00073723 | -7.2853e-05 | 0.00013982 | 0.00073755 | 7.3082e-05 | 3.0731e-05 | -0.00013087 | -0.00051475 | -3.0722e-05 | 0.0001312 | 0.00051498 | -167.5846 | 34.6814 | -140.9829 | 12.4154 | -145.3186 | 39.0171 | 0.90002 | 0.79482 | 0.65218 | 0.90006 | 0.79522 | 0.65252 | 0.018327 | -135.2526 | 120.9615 | 0.022818 | -135.2318 | 120.9402
Line2_1_4 | 0.0014192 | 2.3739 | 2.375 | 0.0014192 | 2.3739 | 2.375 | 0.00032776 | 0.54824 | 0.54848 | 0.00032776 | 0.54824 | 0.54848 | -0.00029123 | 0.42551 | 0.0082297 | 0.00029127 | -0.31731 | 0.10007 | -4.6917e-05 | 0.093905 | 0.35761 | 4.6957e-05 | 0.018806 | -0.2448 | 170.8668 | -147.6976 | 32.2798 | -9.1332 | 32.3024 | -147.7202 | 0.90002 | 0.79482 | 0.65218 | 0.90015 | 0.5798 | 0.48218 | 0.018327 | -135.2526 | 120.9615 | 0.024856 | -151.0894 | 144.5135
Line3_1_5 | 0 | 0 | 0 | 0 | 0 | 0 | 0 | 0 | 0 | 0 | 0 | 0 | 1.1185e-13 | -4.2827e-10 | -1.1846e-09 | -1.1185e-13 | 4.2827e-10 | 1.1846e-09 | -1.9e-12 | 1.38e-09 | -7.2228e-11 | 1.9e-12 | -1.38e-09 | 7.2228e-11 | 0 | 0 | 0 | 0 | 0 | 0 | 0.90002 | 0.79482 | 0.65218 | 0.90002 | 0.79482 | 0.65218 | 0.018327 | -135.2526 | 120.9615 | 0.018327 | -135.2526 | 120.9615
Line4_2_6 | 0.00069285 | 0.0040921 | 0.0034614 | 0.00069285 | 0.0040921 | 0.0034614 | 0.00016001 | 0.00094502 | 0.00079938 | 0.00016001 | 0.00094502 | 0.00079938 | -0.00014079 | -0.00073958 | -7.2433e-05 | 0.0001408 | 0.0007399 | 7.2663e-05 | 3.032e-05 | -0.00013329 | -0.00051656 | -3.0311e-05 | 0.00013362 | 0.0005168 | -167.8235 | 34.5522 | -141.0778 | 12.1765 | -145.4478 | 38.9222 | 0.90006 | 0.79522 | 0.65252 | 0.9001 | 0.79562 | 0.65285 | 0.022833 | -135.2318 | 120.9401 | 0.027339 | -135.211 | 120.9187
Line5_6_7 | 0.00069285 | 0.0040921 | 0.0034614 | 0.00069285 | 0.0040921 | 0.0034614 | 0.00016001 | 0.00094502 | 0.00079938 | 0.00016001 | 0.00094502 | 0.00079938 | -0.0001408 | -0.0007399 | -7.2662e-05 | 0.00014081 | 0.00074023 | 7.2892e-05 | 3.0311e-05 | -0.00013362 | -0.0005168 | -3.0301e-05 | 0.00013396 | 0.00051704 | -167.8235 | 34.5521 | -141.0779 | 12.1765 | -145.4479 | 38.9221 | 0.9001 | 0.79562 | 0.65285 | 0.90015 | 0.79601 | 0.65319 | 0.027339 | -135.211 | 120.9187 | 0.031844 | -135.1903 | 120.8974
Line6_7_8 | 0 | 0 | 0 | 0 | 0 | 0 | 0 | 0 | 0 | 0 | 0 | 0 | 1.4664e-12 | -6.3518e-10 | -1.7726e-09 | -1.4664e-12 | 6.3518e-10 | 1.7726e-09 | -4.9528e-12 | 2.0649e-09 | -1.0128e-10 | 4.9528e-12 | -2.0649e-09 | 1.0128e-10 | 0 | 0 | 0 | 0 | 0 | 0 | 0.90015 | 0.79601 | 0.65319 | 0.90015 | 0.79601 | 0.65319 | 0.031844 | -135.1903 | 120.8974 | 0.031844 | -135.1903 | 120.8974
Line7_8_9 | 0 | 0 | 0 | 0 | 0 | 0 | 0 | 0 | 0 | 0 | 0 | 0 | 4.8878e-13 | -2.1173e-10 | -5.9085e-10 | -4.888e-13 | 2.1173e-10 | 5.9085e-10 | -1.6509e-12 | 6.883e-10 | -3.376e-11 | 1.651e-12 | -6.883e-10 | 3.376e-11 | 0 | 0 | 0 | 0 | 0 | 0 | 0.90015 | 0.79601 | 0.65319 | 0.90015 | 0.79601 | 0.65319 | 0.031844 | -135.1903 | 120.8974 | 0.031844 | -135.1903 | 120.8974
Line8_8_10 | 0 | 0 | 0 | 0 | 0 | 0 | 0 | 0 | 0 | 0 | 0 | 0 | 4.8882e-13 | -2.1173e-10 | -5.9085e-10 | -4.8882e-13 | 2.1173e-10 | 5.9085e-10 | -1.6509e-12 | 6.883e-10 | -3.376e-11 | 1.6509e-12 | -6.883e-10 | 3.376e-11 | 0 | 0 | 0 | 0 | 0 | 0 | 0.90015 | 0.79601 | 0.65319 | 0.90015 | 0.79601 | 0.65319 | 0.031844 | -135.1903 | 120.8974 | 0.031844 | -135.1903 | 120.8974
Line9_3_11 | 0.0006887 | 0.0040792 | 0.0034517 | 0.0006887 | 0.0040792 | 0.0034517 | 0.00015905 | 0.00094204 | 0.00079714 | 0.00015905 | 0.00094204 | 0.00079714 | -0.00013982 | -0.00073755 | -7.3081e-05 | 0.00013983 | 0.00073787 | 7.331e-05 | 3.0722e-05 | -0.0001312 | -0.00051498 | -3.0712e-05 | 0.00013154 | 0.00051522 | -167.5846 | 34.6813 | -140.9829 | 12.4154 | -145.3187 | 39.0171 | 0.90006 | 0.79522 | 0.65252 | 0.9001 | 0.79561 | 0.65285 | 0.022818 | -135.2318 | 120.9402 | 0.027308 | -135.211 | 120.919

## LL_min_fault_6
name | pf_ikss_a_from_ka | pf_ikss_b_from_ka | pf_ikss_c_from_ka | pf_ikss_a_to_ka | pf_ikss_b_to_ka | pf_ikss_c_to_ka | pf_skss_a_from_mw | pf_skss_b_from_mw | pf_skss_c_from_mw | pf_skss_a_to_mw | pf_skss_b_to_mw | pf_skss_c_to_mw | pf_p_a_from_mw | pf_p_b_from_mw | pf_p_c_from_mw | pf_p_a_to_mw | pf_p_b_to_mw | pf_p_c_to_mw | pf_q_a_from_mvar | pf_q_b_from_mvar | pf_q_c_from_mvar | pf_q_a_to_mvar | pf_q_b_to_mvar | pf_q_c_to_mvar | pf_ikss_a_from_degree | pf_ikss_b_from_degree | pf_ikss_c_from_degree | pf_ikss_a_to_degree | pf_ikss_b_to_degree | pf_ikss_c_to_degree | pf_vm_a_from_pu | pf_vm_b_from_pu | pf_vm_c_from_pu | pf_vm_a_to_pu | pf_vm_b_to_pu | pf_vm_c_to_pu | pf_va_a_from_degree | pf_va_b_from_degree | pf_va_c_from_degree | pf_va_a_to_degree | pf_va_b_to_degree | pf_va_c_to_degree
Line0_1_2 | 1.5313e-05 | 9.0441e-05 | 7.6503e-05 | 1.5313e-05 | 9.0441e-05 | 7.6503e-05 | 3.5364e-06 | 2.0886e-05 | 1.7668e-05 | 3.5364e-06 | 2.0886e-05 | 1.7668e-05 | -3.0529e-06 | -1.9323e-05 | -6.1103e-06 | 3.0529e-06 | 1.9324e-05 | 6.1104e-06 | 1.4025e-06 | -4.3332e-06 | -1.553e-05 | -1.4024e-06 | 4.3334e-06 | 1.553e-05 | -155.3261 | 47.0496 | -128.5804 | 24.6739 | -132.9504 | 51.4196 | 0.95 | 0.94814 | 0.9446 | 0.95 | 0.94815 | 0.94461 | 0.00037951 | -120.3111 | 119.9424 | 0.00048425 | -120.3108 | 119.9422
Line10_11_12 | 1.5221e-05 | 9.0156e-05 | 7.6288e-05 | 1.5221e-05 | 9.0156e-05 | 7.6288e-05 | 3.5152e-06 | 2.0821e-05 | 1.7618e-05 | 3.5152e-06 | 2.0821e-05 | 1.7618e-05 | -3.0287e-06 | -1.9273e-05 | -6.119e-06 | 3.0287e-06 | 1.9273e-05 | 6.1191e-06 | 1.4067e-06 | -4.2765e-06 | -1.5477e-05 | -1.4067e-06 | 4.2766e-06 | 1.5477e-05 | -155.0872 | 47.1786 | -128.4856 | 24.9128 | -132.8214 | 51.5144 | 0.95 | 0.94816 | 0.94462 | 0.95 | 0.94817 | 0.94462 | 0.00058802 | -120.3104 | 119.942 | 0.00069228 | -120.3101 | 119.9418
Line11_12_13 | 1.5221e-05 | 9.0156e-05 | 7.6288e-05 | 1.5221e-05 | 9.0156e-05 | 7.6288e-05 | 3.5152e-06 | 2.0821e-05 | 1.7618e-05 | 3.5152e-06 | 2.0821e-05 | 1.7618e-05 | -3.0287e-06 | -1.9273e-05 | -6.1191e-06 | 3.0287e-06 | 1.9273e-05 | 6.1192e-06 | 1.4067e-06 | -4.2767e-06 | -1.5477e-05 | -1.4067e-06 | 4.2768e-06 | 1.5477e-05 | -155.0872 | 47.1786 | -128.4857 | 24.9128 | -132.8214 | 51.5143 | 0.95 | 0.94817 | 0.94462 | 0.95 | 0.94818 | 0.94463 | 0.00069228 | -120.3101 | 119.9418 | 0.00079653 | -120.3097 | 119.9416
Line12_13_15 | 0 | 0 | 0 | 0 | 0 | 0 | 0 | 0 | 0 | 0 | 0 | 0 | 1.418e-14 | -1.8875e-11 | -5.5767e-11 | -1.418e-14 | 1.8875e-11 | 5.5767e-11 | -1.3801e-13 | 5.3557e-11 | 1.0068e-11 | 1.3801e-13 | -5.3557e-11 | -1.0068e-11 | 0 | 0 | 0 | 0 | 0 | 0 | 0.95 | 0.94818 | 0.94463 | 0.95 | 0.94818 | 0.94463 | 0.00079653 | -120.3097 | 119.9416 | 0.00079653 | -120.3097 | 119.9416
Line13_13_14 | 1.5221e-05 | 9.0156e-05 | 7.6288e-05 | 1.5221e-05 | 9.0156e-05 | 7.6288e-05 | 3.5152e-06 | 2.0821e-05 | 1.7618e-05 | 3.5152e-06 | 2.0821e-05 | 1.7618e-05 | -3.0287e-06 | -1.9273e-05 | -6.1191e-06 | 3.0287e-06 | 1.9273e-05 | 6.1192e-06 | 1.4067e-06 | -4.2769e-06 | -1.5477e-05 | -1.4067e-06 | 4.2771e-06 | 1.5477e-05 | -155.0872 | 47.1784 | -128.4859 | 24.9128 | -132.8216 | 51.5141 | 0.95 | 0.94818 | 0.94463 | 0.95 | 0.94819 | 0.94464 | 0.00079653 | -120.3097 | 119.9416 | 0.00090079 | -120.3093 | 119.9414
Line14_15_16 | 0 | 0 | 0 | 0 | 0 | 0 | 0 | 0 | 0 | 0 | 0 | 0 | 9.4537e-15 | -1.2584e-11 | -3.7178e-11 | -9.4534e-15 | 1.2584e-11 | 3.7178e-11 | -9.2008e-14 | 3.5704e-11 | 6.7121e-12 | 9.2007e-14 | -3.5704e-11 | -6.7121e-12 | 0 | 0 | 0 | 0 | 0 | 0 | 0.95 | 0.94818 | 0.94463 | 0.95 | 0.94818 | 0.94463 | 0.00079653 | -120.3097 | 119.9416 | 0.00079653 | -120.3097 | 119.9416
Line15_16_17 | 0 | 0 | 0 | 0 | 0 | 0 | 0 | 0 | 0 | 0 | 0 | 0 | 4.7264e-15 | -6.2918e-12 | -1.8589e-11 | -4.7264e-15 | 6.2918e-12 | 1.8589e-11 | -4.6004e-14 | 1.7852e-11 | 3.356e-12 | 4.6004e-14 | -1.7852e-11 | -3.356e-12 | 0 | 0 | 0 | 0 | 0 | 0 | 0.95 | 0.94818 | 0.94463 | 0.95 | 0.94818 | 0.94463 | 0.00079653 | -120.3097 | 119.9416 | 0.00079653 | -120.3097 | 119.9416
Line16_4_18 | 0 | 0.052642 | 0.052642 | 0 | 0.052642 | 0.052642 | 0 | 0.012157 | 0.012157 | 0 | 0.012157 | 0.012157 | 4.986e-15 | 0.011083 | 0.002879 | -4.986e-15 | -0.01103 | -0.0028258 | -3.1898e-14 | 0.0029191 | 0.011048 | 3.1898e-14 | -0.0028636 | -0.010992 | 0 | -135.265 | 44.735 | 0 | 44.735 | -135.265 | 0.95 | 0.94276 | 0.93909 | 0.95 | 0.93738 | 0.93358 | 0.0005523 | -120.5099 | 120.1288 | 0.0005523 | -120.7112 | 120.3181
Line17_5_19 | 0 | 0 | 0 | 0 | 0 | 0 | 0 | 0 | 0 | 0 | 0 | 0 | -3.5288e-15 | -6.4164e-12 | -1.8706e-11 | 3.5292e-15 | 6.4164e-12 | 1.8706e-11 | -2.1918e-14 | 1.7935e-11 | 3.3076e-12 | 2.1919e-14 | -1.7935e-11 | -3.3076e-12 | 0 | 0 | 0 | 0 | 0 | 0 | 0.95 | 0.94814 | 0.9446 | 0.95 | 0.94814 | 0.9446 | 0.00037951 | -120.3111 | 119.9424 | 0.00037951 | -120.3111 | 119.9424
Line1_1_3 | 1.5221e-05 | 9.0156e-05 | 7.6288e-05 | 1.5221e-05 | 9.0156e-05 | 7.6288e-05 | 3.5152e-06 | 2.0821e-05 | 1.7618e-05 | 3.5152e-06 | 2.0821e-05 | 1.7618e-05 | -3.0287e-06 | -1.9272e-05 | -6.1188e-06 | 3.0287e-06 | 1.9272e-05 | 6.1189e-06 | 1.4067e-06 | -4.2761e-06 | -1.5476e-05 | -1.4067e-06 | 4.2763e-06 | 1.5476e-05 | -155.0872 | 47.1788 | -128.4855 | 24.9128 | -132.8212 | 51.5145 | 0.95 | 0.94814 | 0.9446 | 0.95 | 0.94815 | 0.94461 | 0.00037951 | -120.3111 | 119.9424 | 0.00048377 | -120.3108 | 119.9422
Line2_1_4 | 3.1368e-05 | 0.052468 | 0.052491 | 3.1368e-05 | 0.052468 | 0.052491 | 7.244e-06 | 0.012117 | 0.012122 | 7.244e-06 | 0.012117 | 0.012122 | -6.87e-06 | 0.011103 | 0.0029318 | 6.87e-06 | -0.01105 | -0.0028789 | 4.038e-07 | 0.002952 | 0.011069 | -4.0378e-07 | -0.0028969 | -0.011014 | -176.6358 | -135.2002 | 44.7772 | 3.3642 | 44.7998 | -135.2228 | 0.95 | 0.94814 | 0.9446 | 0.95 | 0.94276 | 0.93909 | 0.00037951 | -120.3111 | 119.9424 | 0.0005523 | -120.5099 | 120.1288
Line3_1_5 | 0 | 0 | 0 | 0 | 0 | 0 | 0 | 0 | 0 | 0 | 0 | 0 | -7.0563e-15 | -1.2833e-11 | -3.7412e-11 | 7.0563e-15 | 1.2833e-11 | 3.7412e-11 | -4.3838e-14 | 3.587e-11 | 6.6152e-12 | 4.3838e-14 | -3.587e-11 | -6.6152e-12 | 0 | 0 | 0 | 0 | 0 | 0 | 0.95 | 0.94814 | 0.9446 | 0.95 | 0.94814 | 0.9446 | 0.00037951 | -120.3111 | 119.9424 | 0.00037951 | -120.3111 | 119.9424
Line4_2_6 | 1.5313e-05 | 9.0441e-05 | 7.6503e-05 | 1.5313e-05 | 9.0441e-05 | 7.6503e-05 | 3.5364e-06 | 2.0886e-05 | 1.7668e-05 | 3.5364e-06 | 2.0886e-05 | 1.7668e-05 | -3.0529e-06 | -1.9324e-05 | -6.1104e-06 | 3.0529e-06 | 1.9324e-05 | 6.1105e-06 | 1.4024e-06 | -4.3334e-06 | -1.553e-05 | -1.4024e-06 | 4.3336e-06 | 1.553e-05 | -155.3261 | 47.0495 | -128.5804 | 24.6739 | -132.9505 | 51.4196 | 0.95 | 0.94815 | 0.94461 | 0.95 | 0.94816 | 0.94462 | 0.00048425 | -120.3108 | 119.9422 | 0.00058898 | -120.3104 | 119.942
Line5_6_7 | 1.5313e-05 | 9.0441e-05 | 7.6503e-05 | 1.5313e-05 | 9.0441e-05 | 7.6503e-05 | 3.5364e-06 | 2.0886e-05 | 1.7668e-05 | 3.5364e-06 | 2.0886e-05 | 1.7668e-05 | -3.0529e-06 | -1.9324e-05 | -6.1105e-06 | 3.0529e-06 | 1.9324e-05 | 6.1106e-06 | 1.4024e-06 | -4.3336e-06 | -1.553e-05 | -1.4024e-06 | 4.3337e-06 | 1.553e-05 | -155.3261 | 47.0495 | -128.5805 | 24.6739 | -132.9505 | 51.4195 | 0.95 | 0.94816 | 0.94462 | 0.95 | 0.94817 | 0.94462 | 0.00058898 | -120.3104 | 119.942 | 0.00069371 | -120.3101 | 119.9418
Line6_7_8 | 0 | 0 | 0 | 0 | 0 | 0 | 0 | 0 | 0 | 0 | 0 | 0 | 8.329e-15 | -1.8967e-11 | -5.5854e-11 | -8.3287e-15 | 1.8967e-11 | 5.5854e-11 | -1.202e-13 | 5.3619e-11 | 1.0033e-11 | 1.202e-13 | -5.3619e-11 | -1.0033e-11 | 0 | 0 | 0 | 0 | 0 | 0 | 0.95 | 0.94817 | 0.94462 | 0.95 | 0.94817 | 0.94462 | 0.00069371 | -120.3101 | 119.9418 | 0.00069371 | -120.3101 | 119.9418
Line7_8_9 | 0 | 0 | 0 | 0 | 0 | 0 | 0 | 0 | 0 | 0 | 0 | 0 | 2.7768e-15 | -6.3225e-12 | -1.8618e-11 | -2.7768e-15 | 6.3225e-12 | 1.8618e-11 | -4.0065e-14 | 1.7873e-11 | 3.3442e-12 | 4.0066e-14 | -1.7873e-11 | -3.3442e-12 | 0 | 0 | 0 | 0 | 0 | 0 | 0.95 | 0.94817 | 0.94462 | 0.95 | 0.94817 | 0.94462 | 0.00069371 | -120.3101 | 119.9418 | 0.00069371 | -120.3101 | 119.9418
Line8_8_10 | 0 | 0 | 0 | 0 | 0 | 0 | 0 | 0 | 0 | 0 | 0 | 0 | 2.7769e-15 | -6.3225e-12 | -1.8618e-11 | -2.7768e-15 | 6.3225e-12 | 1.8618e-11 | -4.0066e-14 | 1.7873e-11 | 3.3442e-12 | 4.0065e-14 | -1.7873e-11 | -3.3442e-12 | 0 | 0 | 0 | 0 | 0 | 0 | 0.95 | 0.94817 | 0.94462 | 0.95 | 0.94817 | 0.94462 | 0.00069371 | -120.3101 | 119.9418 | 0.00069371 | -120.3101 | 119.9418
Line9_3_11 | 1.5221e-05 | 9.0156e-05 | 7.6288e-05 | 1.5221e-05 | 9.0156e-05 | 7.6288e-05 | 3.5152e-06 | 2.0821e-05 | 1.7618e-05 | 3.5152e-06 | 2.0821e-05 | 1.7618e-05 | -3.0287e-06 | -1.9272e-05 | -6.1189e-06 | 3.0287e-06 | 1.9273e-05 | 6.119e-06 | 1.4067e-06 | -4.2763e-06 | -1.5476e-05 | -1.4067e-06 | 4.2765e-06 | 1.5477e-05 | -155.0872 | 47.1787 | -128.4856 | 24.9128 | -132.8213 | 51.5144 | 0.95 | 0.94815 | 0.94461 | 0.95 | 0.94816 | 0.94462 | 0.00048377 | -120.3108 | 119.9422 | 0.00058802 | -120.3104 | 119.942

## LL_min_fault_10
name | pf_ikss_a_from_ka | pf_ikss_b_from_ka | pf_ikss_c_from_ka | pf_ikss_a_to_ka | pf_ikss_b_to_ka | pf_ikss_c_to_ka | pf_skss_a_from_mw | pf_skss_b_from_mw | pf_skss_c_from_mw | pf_skss_a_to_mw | pf_skss_b_to_mw | pf_skss_c_to_mw | pf_p_a_from_mw | pf_p_b_from_mw | pf_p_c_from_mw | pf_p_a_to_mw | pf_p_b_to_mw | pf_p_c_to_mw | pf_q_a_from_mvar | pf_q_b_from_mvar | pf_q_c_from_mvar | pf_q_a_to_mvar | pf_q_b_to_mvar | pf_q_c_to_mvar | pf_ikss_a_from_degree | pf_ikss_b_from_degree | pf_ikss_c_from_degree | pf_ikss_a_to_degree | pf_ikss_b_to_degree | pf_ikss_c_to_degree | pf_vm_a_from_pu | pf_vm_b_from_pu | pf_vm_c_from_pu | pf_vm_a_to_pu | pf_vm_b_to_pu | pf_vm_c_to_pu | pf_va_a_from_degree | pf_va_b_from_degree | pf_va_c_from_degree | pf_va_a_to_degree | pf_va_b_to_degree | pf_va_c_to_degree
Line0_1_2 | 1.4507e-05 | 8.5681e-05 | 7.2477e-05 | 1.4507e-05 | 8.5681e-05 | 7.2477e-05 | 3.3503e-06 | 1.9787e-05 | 1.6738e-05 | 3.3503e-06 | 1.9787e-05 | 1.6738e-05 | -2.74e-06 | -1.7343e-05 | -5.4841e-06 | 2.74e-06 | 1.7343e-05 | 5.4842e-06 | 1.2587e-06 | -3.8891e-06 | -1.3938e-05 | -1.2587e-06 | 3.8892e-06 | 1.3938e-05 | -155.3261 | 47.0496 | -128.5804 | 24.6739 | -132.9504 | 51.4196 | 0.9 | 0.89824 | 0.89488 | 0.9 | 0.89825 | 0.89489 | 0.00037951 | -120.3111 | 119.9424 | 0.00048425 | -120.3108 | 119.9422
Line10_11_12 | 1.442e-05 | 8.5411e-05 | 7.2273e-05 | 1.442e-05 | 8.5411e-05 | 7.2273e-05 | 3.3302e-06 | 1.9725e-05 | 1.6691e-05 | 3.3302e-06 | 1.9725e-05 | 1.6691e-05 | -2.7183e-06 | -1.7297e-05 | -5.4918e-06 | 2.7183e-06 | 1.7297e-05 | 5.4919e-06 | 1.2625e-06 | -3.8382e-06 | -1.389e-05 | -1.2625e-06 | 3.8383e-06 | 1.389e-05 | -155.0872 | 47.1786 | -128.4856 | 24.9128 | -132.8214 | 51.5144 | 0.9 | 0.89826 | 0.8949 | 0.9 | 0.89826 | 0.89491 | 0.00058802 | -120.3104 | 119.942 | 0.00069228 | -120.3101 | 119.9418
Line11_12_13 | 1.442e-05 | 8.5411e-05 | 7.2273e-05 | 1.442e-05 | 8.5411e-05 | 7.2273e-05 | 3.3302e-06 | 1.9725e-05 | 1.6691e-05 | 3.3302e-06 | 1.9725e-05 | 1.6691e-05 | -2.7183e-06 | -1.7297e-05 | -5.4919e-06 | 2.7183e-06 | 1.7298e-05 | 5.492e-06 | 1.2625e-06 | -3.8383e-06 | -1.389e-05 | -1.2625e-06 | 3.8385e-06 | 1.389e-05 | -155.0872 | 47.1786 | -128.4857 | 24.9128 | -132.8214 | 51.5143 | 0.9 | 0.89826 | 0.89491 | 0.9 | 0.89827 | 0.89492 | 0.00069228 | -120.3101 | 119.9418 | 0.00079653 | -120.3097 | 119.9416
Line12_13_15 | 0 | 0 | 0 | 0 | 0 | 0 | 0 | 0 | 0 | 0 | 0 | 0 | 1.2727e-14 | -1.6941e-11 | -5.0052e-11 | -1.2727e-14 | 1.6941e-11 | 5.0052e-11 | -1.2387e-13 | 4.8067e-11 | 9.0362e-12 | 1.2387e-13 | -4.8067e-11 | -9.0362e-12 | 0 | 0 | 0 | 0 | 0 | 0 | 0.9 | 0.89827 | 0.89492 | 0.9 | 0.89827 | 0.89492 | 0.00079653 | -120.3097 | 119.9416 | 0.00079653 | -120.3097 | 119.9416
Line13_13_14 | 1.442e-05 | 8.5411e-05 | 7.2273e-05 | 1.442e-05 | 8.5411e-05 | 7.2273e-05 | 3.3302e-06 | 1.9725e-05 | 1.6691e-05 | 3.3302e-06 | 1.9725e-05 | 1.6691e-05 | -2.7183e-06 | -1.7298e-05 | -5.4919e-06 | 2.7183e-06 | 1.7298e-05 | 5.492e-06 | 1.2625e-06 | -3.8385e-06 | -1.3891e-05 | -1.2625e-06 | 3.8387e-06 | 1.3891e-05 | -155.0872 | 47.1784 | -128.4859 | 24.9128 | -132.8216 | 51.5141 | 0.9 | 0.89827 | 0.89492 | 0.9 | 0.89828 | 0.89492 | 0.00079653 | -120.3097 | 119.9416 | 0.00090079 | -120.3093 | 119.9414
Line14_15_16 | 0 | 0 | 0 | 0 | 0 | 0 | 0 | 0 | 0 | 0 | 0 | 0 | 8.4853e-15 | -1.1294e-11 | -3.3368e-11 | -8.4855e-15 | 1.1294e-11 | 3.3368e-11 | -8.2578e-14 | 3.2045e-11 | 6.0241e-12 | 8.2578e-14 | -3.2045e-11 | -6.0241e-12 | 0 | 0 | 0 | 0 | 0 | 0 | 0.9 | 0.89827 | 0.89492 | 0.9 | 0.89827 | 0.89492 | 0.00079653 | -120.3097 | 119.9416 | 0.00079653 | -120.3097 | 119.9416
Line15_16_17 | 0 | 0 | 0 | 0 | 0 | 0 | 0 | 0 | 0 | 0 | 0 | 0 | 4.2423e-15 | -5.6469e-12 | -1.6684e-11 | -4.2422e-15 | 5.6469e-12 | 1.6684e-11 | -4.1288e-14 | 1.6022e-11 | 3.0121e-12 | 4.1289e-14 | -1.6022e-11 | -3.0121e-12 | 0 | 0 | 0 | 0 | 0 | 0 | 0.9 | 0.89827 | 0.89492 | 0.9 | 0.89827 | 0.89492 | 0.00079653 | -120.3097 | 119.9416 | 0.00079653 | -120.3097 | 119.9416
Line16_4_18 | 0 | 0.049871 | 0.049871 | 0 | 0.049871 | 0.049871 | 0 | 0.011517 | 0.011517 | 0 | 0.011517 | 0.011517 | 4.4748e-15 | 0.0099474 | 0.0025839 | -4.4748e-15 | -0.0098997 | -0.0025362 | -2.8629e-14 | 0.0026199 | 0.0099154 | 2.8628e-14 | -0.0025701 | -0.0098657 | 0 | -135.265 | 44.735 | 0 | 44.735 | -135.265 | 0.9 | 0.89314 | 0.88967 | 0.9 | 0.88804 | 0.88445 | 0.0005523 | -120.5099 | 120.1288 | 0.0005523 | -120.7112 | 120.3181
Line17_5_19 | 0 | 0 | 0 | 0 | 0 | 0 | 0 | 0 | 0 | 0 | 0 | 0 | -3.1673e-15 | -5.7587e-12 | -1.6789e-11 | 3.1671e-15 | 5.7587e-12 | 1.6789e-11 | -1.9672e-14 | 1.6097e-11 | 2.9686e-12 | 1.9672e-14 | -1.6097e-11 | -2.9686e-12 | 0 | 0 | 0 | 0 | 0 | 0 | 0.9 | 0.89824 | 0.89488 | 0.9 | 0.89824 | 0.89488 | 0.00037951 | -120.3111 | 119.9424 | 0.00037951 | -120.3111 | 119.9424
Line1_1_3 | 1.442e-05 | 8.5411e-05 | 7.2273e-05 | 1.442e-05 | 8.5411e-05 | 7.2273e-05 | 3.3302e-06 | 1.9725e-05 | 1.6691e-05 | 3.3302e-06 | 1.9725e-05 | 1.6691e-05 | -2.7183e-06 | -1.7297e-05 | -5.4916e-06 | 2.7183e-06 | 1.7297e-05 | 5.4917e-06 | 1.2625e-06 | -3.8378e-06 | -1.389e-05 | -1.2625e-06 | 3.838e-06 | 1.389e-05 | -155.0872 | 47.1788 | -128.4855 | 24.9128 | -132.8212 | 51.5145 | 0.9 | 0.89824 | 0.89488 | 0.9 | 0.89825 | 0.89489 | 0.00037951 | -120.3111 | 119.9424 | 0.00048377 | -120.3108 | 119.9422
Line2_1_4 | 2.9717e-05 | 0.049706 | 0.049729 | 2.9717e-05 | 0.049706 | 0.049729 | 6.8628e-06 | 0.011479 | 0.011484 | 6.8628e-06 | 0.011479 | 0.011484 | -6.1658e-06 | 0.0099649 | 0.0026313 | 6.1659e-06 | -0.0099174 | -0.0025838 | 3.6241e-07 | 0.0026494 | 0.0099346 | -3.6239e-07 | -0.0026 | -0.0098851 | -176.6358 | -135.2002 | 44.7772 | 3.3642 | 44.7998 | -135.2228 | 0.9 | 0.89824 | 0.89488 | 0.9 | 0.89314 | 0.88967 | 0.00037951 | -120.3111 | 119.9424 | 0.0005523 | -120.5099 | 120.1288
Line3_1_5 | 0 | 0 | 0 | 0 | 0 | 0 | 0 | 0 | 0 | 0 | 0 | 0 | -6.3343e-15 | -1.1517e-11 | -3.3577e-11 | 6.3339e-15 | 1.1517e-11 | 3.3577e-11 | -3.9344e-14 | 3.2194e-11 | 5.9372e-12 | 3.9345e-14 | -3.2194e-11 | -5.9372e-12 | 0 | 0 | 0 | 0 | 0 | 0 | 0.9 | 0.89824 | 0.89488 | 0.9 | 0.89824 | 0.89488 | 0.00037951 | -120.3111 | 119.9424 | 0.00037951 | -120.3111 | 119.9424
Line4_2_6 | 1.4507e-05 | 8.5681e-05 | 7.2477e-05 | 1.4507e-05 | 8.5681e-05 | 7.2477e-05 | 3.3503e-06 | 1.9787e-05 | 1.6738e-05 | 3.3503e-06 | 1.9787e-05 | 1.6738e-05 | -2.74e-06 | -1.7343e-05 | -5.4841e-06 | 2.74e-06 | 1.7343e-05 | 5.4842e-06 | 1.2587e-06 | -3.8892e-06 | -1.3938e-05 | -1.2587e-06 | 3.8894e-06 | 1.3939e-05 | -155.3261 | 47.0495 | -128.5804 | 24.6739 | -132.9505 | 51.4196 | 0.9 | 0.89825 | 0.89489 | 0.9 | 0.89826 | 0.8949 | 0.00048425 | -120.3108 | 119.9422 | 0.00058898 | -120.3104 | 119.942
Line5_6_7 | 1.4507e-05 | 8.5681e-05 | 7.2477e-05 | 1.4507e-05 | 8.5681e-05 | 7.2477e-05 | 3.3503e-06 | 1.9787e-05 | 1.6738e-05 | 3.3503e-06 | 1.9787e-05 | 1.6738e-05 | -2.74e-06 | -1.7343e-05 | -5.4842e-06 | 2.74e-06 | 1.7343e-05 | 5.4843e-06 | 1.2587e-06 | -3.8894e-06 | -1.3939e-05 | -1.2587e-06 | 3.8896e-06 | 1.3939e-05 | -155.3261 | 47.0495 | -128.5805 | 24.6739 | -132.9505 | 51.4195 | 0.9 | 0.89826 | 0.8949 | 0.9 | 0.89826 | 0.89491 | 0.00058898 | -120.3104 | 119.942 | 0.00069371 | -120.3101 | 119.9418
Line6_7_8 | 0 | 0 | 0 | 0 | 0 | 0 | 0 | 0 | 0 | 0 | 0 | 0 | 7.4757e-15 | -1.7023e-11 | -5.013e-11 | -7.4755e-15 | 1.7023e-11 | 5.013e-11 | -1.0788e-13 | 4.8123e-11 | 9.0043e-12 | 1.0788e-13 | -4.8123e-11 | -9.0043e-12 | 0 | 0 | 0 | 0 | 0 | 0 | 0.9 | 0.89826 | 0.89491 | 0.9 | 0.89826 | 0.89491 | 0.00069371 | -120.3101 | 119.9418 | 0.00069371 | -120.3101 | 119.9418
Line7_8_9 | 0 | 0 | 0 | 0 | 0 | 0 | 0 | 0 | 0 | 0 | 0 | 0 | 2.4913e-15 | -5.6745e-12 | -1.671e-11 | -2.4914e-15 | 5.6745e-12 | 1.671e-11 | -3.5959e-14 | 1.6041e-11 | 3.0014e-12 | 3.5959e-14 | -1.6041e-11 | -3.0014e-12 | 0 | 0 | 0 | 0 | 0 | 0 | 0.9 | 0.89826 | 0.89491 | 0.9 | 0.89826 | 0.89491 | 0.00069371 | -120.3101 | 119.9418 | 0.00069371 | -120.3101 | 119.9418
Line8_8_10 | 0 | 0 | 0 | 0 | 0 | 0 | 0 | 0 | 0 | 0 | 0 | 0 | 2.4917e-15 | -5.6745e-12 | -1.671e-11 | -2.4915e-15 | 5.6745e-12 | 1.671e-11 | -3.596e-14 | 1.6041e-11 | 3.0014e-12 | 3.5959e-14 | -1.6041e-11 | -3.0014e-12 | 0 | 0 | 0 | 0 | 0 | 0 | 0.9 | 0.89826 | 0.89491 | 0.9 | 0.89826 | 0.89491 | 0.00069371 | -120.3101 | 119.9418 | 0.00069371 | -120.3101 | 119.9418
Line9_3_11 | 1.442e-05 | 8.5411e-05 | 7.2273e-05 | 1.442e-05 | 8.5411e-05 | 7.2273e-05 | 3.3302e-06 | 1.9725e-05 | 1.6691e-05 | 3.3302e-06 | 1.9725e-05 | 1.6691e-05 | -2.7183e-06 | -1.7297e-05 | -5.4917e-06 | 2.7183e-06 | 1.7297e-05 | 5.4918e-06 | 1.2625e-06 | -3.838e-06 | -1.389e-05 | -1.2625e-06 | 3.8382e-06 | 1.389e-05 | -155.0872 | 47.1787 | -128.4856 | 24.9128 | -132.8213 | 51.5144 | 0.9 | 0.89825 | 0.89489 | 0.9 | 0.89826 | 0.8949 | 0.00048377 | -120.3108 | 119.9422 | 0.00058802 | -120.3104 | 119.942

## LG_max_6
name | pf_ikss_a_from_ka | pf_ikss_b_from_ka | pf_ikss_c_from_ka | pf_ikss_a_to_ka | pf_ikss_b_to_ka | pf_ikss_c_to_ka | pf_skss_a_from_mw | pf_skss_b_from_mw | pf_skss_c_from_mw | pf_skss_a_to_mw | pf_skss_b_to_mw | pf_skss_c_to_mw | pf_p_a_from_mw | pf_p_b_from_mw | pf_p_c_from_mw | pf_p_a_to_mw | pf_p_b_to_mw | pf_p_c_to_mw | pf_q_a_from_mvar | pf_q_b_from_mvar | pf_q_c_from_mvar | pf_q_a_to_mvar | pf_q_b_to_mvar | pf_q_c_to_mvar | pf_ikss_a_from_degree | pf_ikss_b_from_degree | pf_ikss_c_from_degree | pf_ikss_a_to_degree | pf_ikss_b_to_degree | pf_ikss_c_to_degree | 3xI0 | pf_vm_a_from_pu | pf_vm_b_from_pu | pf_vm_c_from_pu | pf_vm_a_to_pu | pf_vm_b_to_pu | pf_vm_c_to_pu | pf_va_a_from_degree | pf_va_b_from_degree | pf_va_c_from_degree | pf_va_a_to_degree | pf_va_b_to_degree | pf_va_c_to_degree
Line0_1_2 | 0.64354 | 0.28538 | 0.31638 | 0.64354 | 0.28538 | 0.31638 | 0.14862 | 0.065907 | 0.073065 | 0.14862 | 0.065907 | 0.073065 | -0.036877 | -0.068174 | 0.086282 | 0.039791 | 0.068829 | -0.086328 | -0.07397 | 0.047802 | 0.0063647 | 0.079628 | -0.047448 | -0.0053296 | 105.2481 | 87.3245 | 127.4582 | -74.7519 | -92.6755 | -52.5418 |  | 0.55614 | 1.2633 | 1.1841 | 0.59896 | 1.2684 | 1.1838 | -11.2497 | -127.7125 | 131.6771 | -11.3036 | -127.2564 | 130.991
Line10_11_12 | 0.57916 | 0.25363 | 0.29216 | 0.57916 | 0.25363 | 0.29216 | 0.13375 | 0.058572 | 0.067471 | 0.13375 | 0.058572 | 0.067471 | -0.039863 | -0.059133 | 0.079845 | 0.042238 | 0.059631 | -0.07986 | -0.074697 | 0.045251 | 0.0016871 | 0.079258 | -0.044987 | -0.00079517 | 106.9179 | 90.5038 | 129.1871 | -73.0821 | -89.4962 | -50.8129 |  | 0.63303 | 1.2713 | 1.1837 | 0.67147 | 1.2753 | 1.1837 | -11.1691 | -126.9205 | 130.3975 | -11.1358 | -126.5282 | 129.7576
Line11_12_13 | 0.57916 | 0.25363 | 0.29216 | 0.57916 | 0.25363 | 0.29216 | 0.13375 | 0.058572 | 0.067471 | 0.13375 | 0.058572 | 0.067471 | -0.042238 | -0.059631 | 0.07986 | 0.044612 | 0.060128 | -0.079874 | -0.079258 | 0.044987 | 0.00079517 | 0.083819 | -0.044724 | 9.671e-05 | 106.9179 | 90.5038 | 129.1871 | -73.0821 | -89.4962 | -50.8129 |  | 0.67147 | 1.2753 | 1.1837 | 0.70992 | 1.2794 | 1.1838 | -11.1358 | -126.5282 | 129.7576 | -11.106 | -126.1384 | 129.1177
Line12_13_15 | 0 | 0 | 0 | 0 | 0 | 0 | 0 | 0 | 0 | 0 | 0 | 0 | 2.1396e-08 | 5.7078e-08 | -7.5747e-08 | -1.343e-08 | -3.9156e-08 | 4.986e-08 | 4.5666e-08 | -7.1061e-08 | -3.3171e-08 | -3.097e-08 | 4.6848e-08 | 2.2836e-08 | 0 | 0 | 0 | 0 | 0 | 0 |  | 0.70992 | 1.2794 | 1.1838 | 0.70992 | 1.2794 | 1.1838 | -11.106 | -126.1384 | 129.1177 | -11.106 | -126.1384 | 129.1177
Line13_13_14 | 0.57916 | 0.25363 | 0.29216 | 0.57916 | 0.25363 | 0.29216 | 0.13375 | 0.058573 | 0.067471 | 0.13375 | 0.058573 | 0.067471 | -0.044612 | -0.060128 | 0.079874 | 0.046987 | 0.060626 | -0.079888 | -0.083819 | 0.044724 | -9.6676e-05 | 0.088381 | -0.044461 | 0.00098857 | 106.9179 | 90.5039 | 129.1871 | -73.0821 | -89.4961 | -50.8129 |  | 0.70992 | 1.2794 | 1.1838 | 0.74837 | 1.2836 | 1.1841 | -11.106 | -126.1384 | 129.1177 | -11.0793 | -125.7512 | 128.4781
Line14_15_16 | 0 | 0 | 0 | 0 | 0 | 0 | 0 | 0 | 0 | 0 | 0 | 0 | 1.4264e-08 | 3.8052e-08 | -5.0498e-08 | -6.2979e-09 | -2.013e-08 | 2.4611e-08 | 3.0444e-08 | -4.7374e-08 | -2.2114e-08 | -1.5748e-08 | 2.316e-08 | 1.1779e-08 | 0 | 0 | 0 | 0 | 0 | 0 |  | 0.70992 | 1.2794 | 1.1838 | 0.70992 | 1.2794 | 1.1838 | -11.106 | -126.1384 | 129.1177 | -11.106 | -126.1384 | 129.1177
Line15_16_17 | 0 | 0 | 0 | 0 | 0 | 0 | 0 | 0 | 0 | 0 | 0 | 0 | 7.132e-09 | 1.9026e-08 | -2.5249e-08 | 8.3406e-10 | -1.1044e-09 | -6.385e-10 | 1.5222e-08 | -2.3687e-08 | -1.1057e-08 | -5.2648e-10 | -5.2671e-10 | 7.2224e-10 | 0 | 0 | 0 | 0 | 0 | 0 |  | 0.70992 | 1.2794 | 1.1838 | 0.70992 | 1.2794 | 1.1838 | -11.106 | -126.1384 | 129.1177 | -11.106 | -126.1384 | 129.1177
Line16_4_18 | 3.8657 | 0 | 0 | 3.8657 | 0 | 0 | 0.89275 | 0 | 0 | 0.89275 | 0 | 0 | 0.12453 | 3.1986e-08 | -3.3572e-08 | -1.9027e-14 | -7.8359e-10 | -2.1069e-10 | 0.24907 | -2.9279e-08 | -2.0477e-08 | 7.7405e-14 | -1.5291e-10 | 5.2984e-10 | -75.1979 | 0 | 0 | 104.8021 | 0 | 0 |  | 0.31192 | 1.2469 | 1.142 | 0 | 1.224 | 1.0942 | -11.763 | -124.5526 | 129.2798 | 0 | -121.8595 | 127.2255
Line17_5_19 | 0 | 0 | 0 | 0 | 0 | 0 | 0 | 0 | 0 | 0 | 0 | 0 | 5.5127e-09 | 2.4528e-08 | -2.9298e-08 | 9.6593e-10 | -1.0323e-09 | -6.7659e-10 | 1.5196e-08 | -2.7482e-08 | -1.7712e-08 | -4.1771e-10 | -6.5275e-10 | 9.2268e-10 | 0 | 0 | 0 | 0 | 0 | 0 |  | 0.55614 | 1.2633 | 1.1841 | 0.55614 | 1.2633 | 1.1841 | -11.2497 | -127.7125 | 131.6771 | -11.2497 | -127.7125 | 131.6771
Line1_1_3 | 0.57916 | 0.25363 | 0.29216 | 0.57916 | 0.25363 | 0.29216 | 0.13375 | 0.058572 | 0.067471 | 0.13375 | 0.058572 | 0.067471 | -0.035113 | -0.058138 | 0.079817 | 0.037488 | 0.058636 | -0.079831 | -0.065575 | 0.045777 | 0.0034708 | 0.070136 | -0.045514 | -0.0025789 | 106.9179 | 90.5038 | 129.1871 | -73.0821 | -89.4962 | -50.8129 |  | 0.55614 | 1.2633 | 1.1841 | 0.59459 | 1.2673 | 1.1838 | -11.2497 | -127.7125 | 131.6771 | -11.2068 | -127.3153 | 131.0374
Line2_1_4 | 2.9061 | 0.37423 | 0.29051 | 2.9061 | 0.37423 | 0.29051 | 0.67112 | 0.086426 | 0.06709 | 0.67112 | 0.086426 | 0.06709 | 0.17213 | -0.097095 | 0.079204 | -0.098198 | 0.098398 | -0.076568 | 0.33118 | 0.04994 | 0.0061373 | -0.18487 | -0.043931 | -0.0027187 | -73.7873 | 79.5062 | 127.2463 | 106.2127 | -100.4938 | -52.7538 |  | 0.55614 | 1.2633 | 1.1841 | 0.31192 | 1.2469 | 1.142 | -11.2497 | -127.7125 | 131.6771 | -11.763 | -124.5526 | 129.2798
Line3_1_5 | 0 | 0 | 0 | 0 | 0 | 0 | 0 | 0 | 0 | 0 | 0 | 0 | 1.1025e-08 | 4.9056e-08 | -5.8595e-08 | -4.5468e-09 | -2.556e-08 | 2.8621e-08 | 3.0392e-08 | -5.4965e-08 | -3.5425e-08 | -1.5614e-08 | 2.683e-08 | 1.8635e-08 | 0 | 0 | 0 | 0 | 0 | 0 |  | 0.55614 | 1.2633 | 1.1841 | 0.55614 | 1.2633 | 1.1841 | -11.2497 | -127.7125 | 131.6771 | -11.2497 | -127.7125 | 131.6771
Line4_2_6 | 0.64354 | 0.28538 | 0.31638 | 0.64354 | 0.28538 | 0.31638 | 0.14862 | 0.065907 | 0.073065 | 0.14862 | 0.065907 | 0.073065 | -0.039791 | -0.068829 | 0.086328 | 0.042704 | 0.069484 | -0.086374 | -0.079628 | 0.047448 | 0.0053296 | 0.085285 | -0.047095 | -0.0042945 | 105.2481 | 87.3245 | 127.4582 | -74.7519 | -92.6755 | -52.5418 |  | 0.59896 | 1.2684 | 1.1838 | 0.64177 | 1.2736 | 1.1836 | -11.3036 | -127.2564 | 130.991 | -11.3502 | -126.804 | 130.3046
Line5_6_7 | 0.64354 | 0.28538 | 0.31638 | 0.64354 | 0.28538 | 0.31638 | 0.14862 | 0.065907 | 0.073065 | 0.14862 | 0.065907 | 0.073065 | -0.042704 | -0.069484 | 0.086374 | 0.045618 | 0.070139 | -0.086419 | -0.085285 | 0.047095 | 0.0042945 | 0.090943 | -0.046741 | -0.0032593 | 105.2481 | 87.3245 | 127.4582 | -74.7519 | -92.6755 | -52.5418 |  | 0.64177 | 1.2736 | 1.1836 | 0.68459 | 1.2789 | 1.1836 | -11.3502 | -126.804 | 130.3046 | -11.3911 | -126.3553 | 129.6181
Line6_7_8 | 0 | 0 | 0 | 0 | 0 | 0 | 0 | 0 | 0 | 0 | 0 | 0 | 2.1186e-08 | 5.9846e-08 | -7.8386e-08 | -1.3259e-08 | -4.1001e-08 | 5.1613e-08 | 4.6016e-08 | -7.369e-08 | -3.6151e-08 | -3.1198e-08 | 4.8582e-08 | 2.4862e-08 | 0 | 0 | 0 | 0 | 0 | 0 |  | 0.68459 | 1.2789 | 1.1836 | 0.68459 | 1.2789 | 1.1836 | -11.3911 | -126.3553 | 129.6181 | -11.3911 | -126.3553 | 129.6181
Line7_8_9 | 0 | 0 | 0 | 0 | 0 | 0 | 0 | 0 | 0 | 0 | 0 | 0 | 7.062e-09 | 1.9949e-08 | -2.6129e-08 | 8.6532e-10 | -1.1035e-09 | -6.439e-10 | 1.5339e-08 | -2.4563e-08 | -1.205e-08 | -5.2056e-10 | -5.4501e-10 | 7.6137e-10 | 0 | 0 | 0 | 0 | 0 | 0 |  | 0.68459 | 1.2789 | 1.1836 | 0.68459 | 1.2789 | 1.1836 | -11.3911 | -126.3553 | 129.6181 | -11.3911 | -126.3553 | 129.6181
Line8_8_10 | 0 | 0 | 0 | 0 | 0 | 0 | 0 | 0 | 0 | 0 | 0 | 0 | 7.062e-09 | 1.9949e-08 | -2.6129e-08 | 8.6532e-10 | -1.1035e-09 | -6.439e-10 | 1.5339e-08 | -2.4563e-08 | -1.205e-08 | -5.2056e-10 | -5.4501e-10 | 7.6137e-10 | 0 | 0 | 0 | 0 | 0 | 0 |  | 0.68459 | 1.2789 | 1.1836 | 0.68459 | 1.2789 | 1.1836 | -11.3911 | -126.3553 | 129.6181 | -11.3911 | -126.3553 | 129.6181
Line9_3_11 | 0.57916 | 0.25363 | 0.29216 | 0.57916 | 0.25363 | 0.29216 | 0.13375 | 0.058572 | 0.067471 | 0.13375 | 0.058572 | 0.067471 | -0.037488 | -0.058636 | 0.079831 | 0.039863 | 0.059133 | -0.079845 | -0.070136 | 0.045514 | 0.0025789 | 0.074697 | -0.045251 | -0.0016871 | 106.9179 | 90.5038 | 129.1871 | -73.0821 | -89.4962 | -50.8129 |  | 0.59459 | 1.2673 | 1.1838 | 0.63303 | 1.2713 | 1.1837 | -11.2068 | -127.3153 | 131.0374 | -11.1691 | -126.9205 | 130.3975

## LG_max_10
name | pf_ikss_a_from_ka | pf_ikss_b_from_ka | pf_ikss_c_from_ka | pf_ikss_a_to_ka | pf_ikss_b_to_ka | pf_ikss_c_to_ka | pf_skss_a_from_mw | pf_skss_b_from_mw | pf_skss_c_from_mw | pf_skss_a_to_mw | pf_skss_b_to_mw | pf_skss_c_to_mw | pf_p_a_from_mw | pf_p_b_from_mw | pf_p_c_from_mw | pf_p_a_to_mw | pf_p_b_to_mw | pf_p_c_to_mw | pf_q_a_from_mvar | pf_q_b_from_mvar | pf_q_c_from_mvar | pf_q_a_to_mvar | pf_q_b_to_mvar | pf_q_c_to_mvar | pf_ikss_a_from_degree | pf_ikss_b_from_degree | pf_ikss_c_from_degree | pf_ikss_a_to_degree | pf_ikss_b_to_degree | pf_ikss_c_to_degree | 3xI0 | pf_vm_a_from_pu | pf_vm_b_from_pu | pf_vm_c_from_pu | pf_vm_a_to_pu | pf_vm_b_to_pu | pf_vm_c_to_pu | pf_va_a_from_degree | pf_va_b_from_degree | pf_va_c_from_degree | pf_va_a_to_degree | pf_va_b_to_degree | pf_va_c_to_degree
Line0_1_2 | 0.65948 | 0.2946 | 0.32342 | 0.65948 | 0.2946 | 0.32342 | 0.1523 | 0.068035 | 0.07469 | 0.1523 | 0.068035 | 0.07469 | -0.038817 | -0.073804 | 0.092505 | 0.041869 | 0.074495 | -0.092551 | -0.077726 | 0.051975 | 0.0082183 | 0.083664 | -0.05159 | -0.0071479 | 105.0125 | 87.3082 | 126.7654 | -74.9875 | -92.6918 | -53.2346 |  | 0.57044 | 1.3268 | 1.2434 | 0.61428 | 1.3319 | 1.2428 | -11.5251 | -127.8462 | 131.8423 | -11.5727 | -127.3956 | 131.1816
Line10_11_12 | 0.5959 | 0.26303 | 0.29961 | 0.5959 | 0.26303 | 0.29961 | 0.13762 | 0.060744 | 0.069192 | 0.13762 | 0.060744 | 0.069192 | -0.042068 | -0.064371 | 0.085913 | 0.044575 | 0.064901 | -0.085927 | -0.078861 | 0.049295 | 0.0032213 | 0.083688 | -0.049004 | -0.0022929 | 106.6396 | 90.3853 | 128.4585 | -73.3604 | -89.6146 | -51.5416 |  | 0.64948 | 1.3347 | 1.2425 | 0.689 | 1.3388 | 1.2423 | -11.4379 | -127.0594 | 130.6057 | -11.4018 | -126.6696 | 129.987
Line11_12_13 | 0.5959 | 0.26303 | 0.29961 | 0.5959 | 0.26303 | 0.29961 | 0.13762 | 0.060744 | 0.069192 | 0.13762 | 0.060744 | 0.069192 | -0.044575 | -0.064901 | 0.085927 | 0.047082 | 0.065432 | -0.085942 | -0.083688 | 0.049004 | 0.0022929 | 0.088514 | -0.048714 | -0.0013645 | 106.6396 | 90.3854 | 128.4584 | -73.3604 | -89.6146 | -51.5416 |  | 0.689 | 1.3388 | 1.2423 | 0.72852 | 1.3429 | 1.2422 | -11.4018 | -126.6696 | 129.987 | -11.3696 | -126.2822 | 129.368
Line12_13_15 | 0 | 0 | 0 | 0 | 0 | 0 | 0 | 0 | 0 | 0 | 0 | 0 | 2.3549e-08 | 6.4747e-08 | -8.5269e-08 | -1.4765e-08 | -4.4393e-08 | 5.6132e-08 | 5.0501e-08 | -8.0142e-08 | -3.8386e-08 | -3.4247e-08 | 5.2835e-08 | 2.6406e-08 | 0 | 0 | 0 | 0 | 0 | 0 |  | 0.72852 | 1.3429 | 1.2422 | 0.72852 | 1.3429 | 1.2422 | -11.3696 | -126.2822 | 129.368 | -11.3696 | -126.2822 | 129.368
Line13_13_14 | 0.5959 | 0.26303 | 0.29961 | 0.5959 | 0.26303 | 0.29961 | 0.13762 | 0.060744 | 0.069192 | 0.13762 | 0.060744 | 0.069192 | -0.047082 | -0.065432 | 0.085942 | 0.049589 | 0.065963 | -0.085957 | -0.088514 | 0.048714 | 0.0013645 | 0.093341 | -0.048423 | -0.00043612 | 106.6396 | 90.3854 | 128.4584 | -73.3604 | -89.6146 | -51.5416 |  | 0.72852 | 1.3429 | 1.2422 | 0.76805 | 1.3471 | 1.2423 | -11.3696 | -126.2822 | 129.368 | -11.3407 | -125.8971 | 128.7491
Line14_15_16 | 0 | 0 | 0 | 0 | 0 | 0 | 0 | 0 | 0 | 0 | 0 | 0 | 1.5699e-08 | 4.3164e-08 | -5.6846e-08 | -6.9149e-09 | -2.2811e-08 | 2.7708e-08 | 3.3667e-08 | -5.3428e-08 | -2.5591e-08 | -1.7413e-08 | 2.6121e-08 | 1.3611e-08 | 0 | 0 | 0 | 0 | 0 | 0 |  | 0.72852 | 1.3429 | 1.2422 | 0.72852 | 1.3429 | 1.2422 | -11.3696 | -126.2822 | 129.368 | -11.3696 | -126.2822 | 129.368
Line15_16_17 | 0 | 0 | 0 | 0 | 0 | 0 | 0 | 0 | 0 | 0 | 0 | 0 | 7.8496e-09 | 2.1582e-08 | -2.8423e-08 | 9.3464e-10 | -1.2286e-09 | -7.1469e-10 | 1.6834e-08 | -2.6714e-08 | -1.2795e-08 | -5.7926e-10 | -5.9269e-10 | 8.1556e-10 | 0 | 0 | 0 | 0 | 0 | 0 |  | 0.72852 | 1.3429 | 1.2422 | 0.72852 | 1.3429 | 1.2422 | -11.3696 | -126.2822 | 129.368 | -11.3696 | -126.2822 | 129.368
Line16_4_18 | 3.9575 | 0 | 0 | 3.9575 | 0 | 0 | 0.91394 | 0 | 0 | 0.91394 | 0 | 0 | 0.13051 | 3.5595e-08 | -3.7287e-08 | 3.2251e-14 | -8.8249e-10 | -2.5148e-10 | 0.26103 | -3.2702e-08 | -2.3057e-08 | -2.7451e-14 | -1.9356e-10 | 6.0902e-10 | -75.4485 | 0 | 0 | 104.5515 | 0 | 0 |  | 0.31932 | 1.3097 | 1.1994 | 0 | 1.2863 | 1.1501 | -12.0135 | -124.7622 | 129.5233 | 0 | -122.138 | 127.544
Line17_5_19 | 0 | 0 | 0 | 0 | 0 | 0 | 0 | 0 | 0 | 0 | 0 | 0 | 6.0648e-09 | 2.7535e-08 | -3.2747e-08 | 1.0612e-09 | -1.1535e-09 | -7.6049e-10 | 1.6639e-08 | -3.0812e-08 | -2.0061e-08 | -4.5969e-10 | -7.3055e-10 | 1.0292e-09 | 0 | 0 | 0 | 0 | 0 | 0 |  | 0.57044 | 1.3268 | 1.2434 | 0.57044 | 1.3268 | 1.2434 | -11.5251 | -127.8462 | 131.8423 | -11.5251 | -127.8462 | 131.8423
Line1_1_3 | 0.5959 | 0.26303 | 0.29961 | 0.5959 | 0.26303 | 0.29961 | 0.13762 | 0.060744 | 0.069192 | 0.13762 | 0.060744 | 0.069192 | -0.037054 | -0.063309 | 0.085883 | 0.039561 | 0.06384 | -0.085898 | -0.069207 | 0.049876 | 0.0050781 | 0.074034 | -0.049585 | -0.0041497 | 106.6396 | 90.3853 | 128.4585 | -73.3604 | -89.6147 | -51.5415 |  | 0.57044 | 1.3268 | 1.2434 | 0.60996 | 1.3307 | 1.2429 | -11.5251 | -127.8462 | 131.8423 | -11.4787 | -127.4516 | 131.2242
Line2_1_4 | 2.9883 | 0.38168 | 0.29789 | 2.9883 | 0.38168 | 0.29789 | 0.69013 | 0.088144 | 0.068794 | 0.69013 | 0.088144 | 0.068794 | 0.18129 | -0.10365 | 0.085161 | -0.10315 | 0.10504 | -0.082396 | 0.34945 | 0.054177 | 0.0080253 | -0.19474 | -0.047896 | -0.0044112 | -74.1053 | 79.7506 | 126.4588 | 105.8947 | -100.2494 | -53.5412 |  | 0.57044 | 1.3268 | 1.2434 | 0.31932 | 1.3097 | 1.1994 | -11.5251 | -127.8462 | 131.8423 | -12.0135 | -124.7622 | 129.5233
Line3_1_5 | 0 | 0 | 0 | 0 | 0 | 0 | 0 | 0 | 0 | 0 | 0 | 0 | 1.213e-08 | 5.5069e-08 | -6.5493e-08 | -5.0036e-09 | -2.8688e-08 | 3.1986e-08 | 3.3278e-08 | -6.1623e-08 | -4.0123e-08 | -1.7099e-08 | 3.0081e-08 | 2.109e-08 | 0 | 0 | 0 | 0 | 0 | 0 |  | 0.57044 | 1.3268 | 1.2434 | 0.57044 | 1.3268 | 1.2434 | -11.5251 | -127.8462 | 131.8423 | -11.5251 | -127.8462 | 131.8423
Line4_2_6 | 0.65948 | 0.2946 | 0.32342 | 0.65948 | 0.2946 | 0.32342 | 0.1523 | 0.068035 | 0.07469 | 0.1523 | 0.068035 | 0.07469 | -0.041869 | -0.074495 | 0.092551 | 0.044921 | 0.075186 | -0.092598 | -0.083664 | 0.05159 | 0.0071479 | 0.089602 | -0.051205 | -0.0060775 | 105.0125 | 87.3082 | 126.7654 | -74.9875 | -92.6918 | -53.2347 |  | 0.61428 | 1.3319 | 1.2428 | 0.65812 | 1.3371 | 1.2424 | -11.5727 | -127.3956 | 131.1816 | -11.6139 | -126.9485 | 130.5205
Line5_6_7 | 0.65948 | 0.2946 | 0.32342 | 0.65948 | 0.2946 | 0.32342 | 0.1523 | 0.068035 | 0.07469 | 0.1523 | 0.068035 | 0.07469 | -0.044921 | -0.075186 | 0.092598 | 0.047973 | 0.075877 | -0.092644 | -0.089602 | 0.051205 | 0.0060775 | 0.09554 | -0.050821 | -0.0050071 | 105.0125 | 87.3082 | 126.7653 | -74.9875 | -92.6918 | -53.2347 |  | 0.65812 | 1.3371 | 1.2424 | 0.70195 | 1.3423 | 1.2422 | -11.6139 | -126.9485 | 130.5205 | -11.6499 | -126.5049 | 129.859
Line6_7_8 | 0 | 0 | 0 | 0 | 0 | 0 | 0 | 0 | 0 | 0 | 0 | 0 | 2.3262e-08 | 6.7808e-08 | -8.8121e-08 | -1.4542e-08 | -4.6433e-08 | 5.8026e-08 | 5.0791e-08 | -8.2997e-08 | -4.1735e-08 | -3.4432e-08 | 5.4718e-08 | 2.8681e-08 | 0 | 0 | 0 | 0 | 0 | 0 |  | 0.70195 | 1.3423 | 1.2422 | 0.70195 | 1.3423 | 1.2422 | -11.6499 | -126.5049 | 129.859 | -11.6499 | -126.5049 | 129.859
Line7_8_9 | 0 | 0 | 0 | 0 | 0 | 0 | 0 | 0 | 0 | 0 | 0 | 0 | 7.7539e-09 | 2.2603e-08 | -2.9374e-08 | 9.6618e-10 | -1.2275e-09 | -7.2163e-10 | 1.693e-08 | -2.7666e-08 | -1.3912e-08 | -5.7171e-10 | -6.1334e-10 | 8.5786e-10 | 0 | 0 | 0 | 0 | 0 | 0 |  | 0.70195 | 1.3423 | 1.2422 | 0.70195 | 1.3423 | 1.2422 | -11.6499 | -126.5049 | 129.859 | -11.6499 | -126.5049 | 129.859
Line8_8_10 | 0 | 0 | 0 | 0 | 0 | 0 | 0 | 0 | 0 | 0 | 0 | 0 | 7.7539e-09 | 2.2603e-08 | -2.9374e-08 | 9.6618e-10 | -1.2275e-09 | -7.2163e-10 | 1.693e-08 | -2.7666e-08 | -1.3912e-08 | -5.7171e-10 | -6.1334e-10 | 8.5786e-10 | 0 | 0 | 0 | 0 | 0 | 0 |  | 0.70195 | 1.3423 | 1.2422 | 0.70195 | 1.3423 | 1.2422 | -11.6499 | -126.5049 | 129.859 | -11.6499 | -126.5049 | 129.859
Line9_3_11 | 0.5959 | 0.26303 | 0.29961 | 0.5959 | 0.26303 | 0.29961 | 0.13762 | 0.060744 | 0.069192 | 0.13762 | 0.060744 | 0.069192 | -0.039561 | -0.06384 | 0.085898 | 0.042068 | 0.064371 | -0.085913 | -0.074034 | 0.049585 | 0.0041497 | 0.078861 | -0.049295 | -0.0032213 | 106.6396 | 90.3853 | 128.4585 | -73.3604 | -89.6147 | -51.5415 |  | 0.60996 | 1.3307 | 1.2429 | 0.64948 | 1.3347 | 1.2425 | -11.4787 | -127.4516 | 131.2242 | -11.4379 | -127.0594 | 130.6057

## LG_max_fault_6
name | pf_ikss_a_from_ka | pf_ikss_b_from_ka | pf_ikss_c_from_ka | pf_ikss_a_to_ka | pf_ikss_b_to_ka | pf_ikss_c_to_ka | pf_skss_a_from_mw | pf_skss_b_from_mw | pf_skss_c_from_mw | pf_skss_a_to_mw | pf_skss_b_to_mw | pf_skss_c_to_mw | pf_p_a_from_mw | pf_p_b_from_mw | pf_p_c_from_mw | pf_p_a_to_mw | pf_p_b_to_mw | pf_p_c_to_mw | pf_q_a_from_mvar | pf_q_b_from_mvar | pf_q_c_from_mvar | pf_q_a_to_mvar | pf_q_b_to_mvar | pf_q_c_to_mvar | pf_ikss_a_from_degree | pf_ikss_b_from_degree | pf_ikss_c_from_degree | pf_ikss_a_to_degree | pf_ikss_b_to_degree | pf_ikss_c_to_degree | 3xI0 | pf_vm_a_from_pu | pf_vm_b_from_pu | pf_vm_c_from_pu | pf_vm_a_to_pu | pf_vm_b_to_pu | pf_vm_c_to_pu | pf_va_a_from_degree | pf_va_b_from_degree | pf_va_c_from_degree | pf_va_a_to_degree | pf_va_b_to_degree | pf_va_c_to_degree
Line0_1_2 | 0.12283 | 0.11625 | 0.12004 | 0.12283 | 0.11625 | 0.12004 | 0.028367 | 0.026847 | 0.027722 | 0.028367 | 0.026847 | 0.027722 | -0.0026454 | -0.0018847 | -0.00086309 | 0.0027976 | 0.0020232 | 0.0010023 | -0.030585 | -0.029153 | -0.030082 | 0.030882 | 0.029427 | 0.030371 | 94.882 | -26.2166 | -148.122 | -85.118 | 153.7834 | 31.878 |  | 1.0822 | 1.0882 | 1.0856 | 1.0931 | 1.0987 | 1.0961 | -0.061281 | -119.9157 | 120.2345 | -0.29422 | -120.1498 | 119.9878
Line10_11_12 | 0.10943 | 0.10356 | 0.10714 | 0.10943 | 0.10356 | 0.10714 | 0.025272 | 0.023917 | 0.024743 | 0.025272 | 0.023917 | 0.024743 | -0.0025619 | -0.0017963 | -0.00091049 | 0.0026828 | 0.0019061 | 0.0010213 | -0.027723 | -0.026413 | -0.027312 | 0.027958 | 0.02663 | 0.027542 | 94.8045 | -26.4424 | -148.2959 | -85.1955 | 153.5576 | 31.7041 |  | 1.1017 | 1.1069 | 1.1044 | 1.1114 | 1.1163 | 1.1139 | -0.47521 | -120.3331 | 119.7947 | -0.67675 | -120.5366 | 119.5804
Line11_12_13 | 0.10943 | 0.10356 | 0.10714 | 0.10943 | 0.10356 | 0.10714 | 0.025272 | 0.023917 | 0.024743 | 0.025272 | 0.023917 | 0.024743 | -0.0026828 | -0.0019061 | -0.0010213 | 0.0028038 | 0.002016 | 0.0011321 | -0.027958 | -0.02663 | -0.027542 | 0.028194 | 0.026848 | 0.027772 | 94.8045 | -26.4424 | -148.2959 | -85.1955 | 153.5576 | 31.7041 |  | 1.1114 | 1.1163 | 1.1139 | 1.1211 | 1.1257 | 1.1234 | -0.67675 | -120.5366 | 119.5804 | -0.87478 | -120.7366 | 119.3697
Line12_13_15 | 0 | 0 | 0 | 0 | 0 | 0 | 0 | 0 | 0 | 0 | 0 | 0 | 1.4222e-09 | 1.0903e-09 | 2.1178e-10 | -1.2411e-09 | -1.0396e-09 | -4.4358e-10 | 6.8422e-10 | -5.4927e-10 | 3.6758e-10 | -5.2205e-10 | 3.1046e-10 | -2.9263e-10 | 0 | 0 | 0 | 0 | 0 | 0 |  | 1.1211 | 1.1257 | 1.1234 | 1.1211 | 1.1257 | 1.1234 | -0.87478 | -120.7366 | 119.3697 | -0.87478 | -120.7366 | 119.3697
Line13_13_14 | 0.10943 | 0.10356 | 0.10714 | 0.10943 | 0.10356 | 0.10714 | 0.025272 | 0.023917 | 0.024743 | 0.025272 | 0.023917 | 0.024743 | -0.0028038 | -0.002016 | -0.0011321 | 0.0029248 | 0.0021258 | 0.001243 | -0.028194 | -0.026848 | -0.027772 | 0.028429 | 0.027065 | 0.028003 | 94.8045 | -26.4424 | -148.2959 | -85.1955 | 153.5576 | 31.7041 |  | 1.1211 | 1.1257 | 1.1234 | 1.1309 | 1.1351 | 1.1328 | -0.87478 | -120.7366 | 119.3697 | -1.0694 | -120.9334 | 119.1625
Line14_15_16 | 0 | 0 | 0 | 0 | 0 | 0 | 0 | 0 | 0 | 0 | 0 | 0 | 9.4814e-10 | 7.2686e-10 | 1.4119e-10 | -7.67e-10 | -6.762e-10 | -3.7299e-10 | 4.5615e-10 | -3.6618e-10 | 2.4505e-10 | -2.9397e-10 | 1.2737e-10 | -1.701e-10 | 0 | 0 | 0 | 0 | 0 | 0 |  | 1.1211 | 1.1257 | 1.1234 | 1.1211 | 1.1257 | 1.1234 | -0.87478 | -120.7366 | 119.3697 | -0.87478 | -120.7366 | 119.3697
Line15_16_17 | 0 | 0 | 0 | 0 | 0 | 0 | 0 | 0 | 0 | 0 | 0 | 0 | 4.7407e-10 | 3.6343e-10 | 7.0594e-11 | -2.9293e-10 | -3.1277e-10 | -3.0239e-10 | 2.2807e-10 | -1.8309e-10 | 1.2253e-10 | -6.5899e-11 | -5.5719e-11 | -4.7576e-11 | 0 | 0 | 0 | 0 | 0 | 0 |  | 1.1211 | 1.1257 | 1.1234 | 1.1211 | 1.1257 | 1.1234 | -0.87478 | -120.7366 | 119.3697 | -0.87478 | -120.7366 | 119.3697
Line16_4_18 | 0.035604 | 0 | 0 | 0.035604 | 0 | 0 | 0.0082225 | 0 | 0 | 0.0082225 | 0 | 0 | 0.006349 | 3.287e-10 | -1.4972e-10 | -0.0063384 | -2.0207e-10 | -1.9401e-10 | 0.0063595 | -3.2563e-10 | 4.8155e-11 | -0.0063384 | 9.8195e-13 | 3.9914e-12 | -45.2654 | 0 | 0 | 134.7346 | 0 | 0 |  | 1.0929 | 1.1005 | 1.0983 | 1.0902 | 1.1001 | 1.0982 | -0.21781 | -120.0067 | 120.0834 | -0.26543 | -119.9867 | 120.0541
Line17_5_19 | 0 | 0 | 0 | 0 | 0 | 0 | 0 | 0 | 0 | 0 | 0 | 0 | 3.2303e-10 | 2.4083e-10 | -1.4207e-10 | -1.2796e-10 | -1.5228e-10 | -1.4156e-10 | 2.1797e-10 | -2.8315e-10 | 4.38e-11 | -4.4564e-12 | 6.1674e-12 | 1.7108e-11 | 0 | 0 | 0 | 0 | 0 | 0 |  | 1.0822 | 1.0882 | 1.0856 | 1.0822 | 1.0882 | 1.0856 | -0.061281 | -119.9157 | 120.2345 | -0.061281 | -119.9157 | 120.2345
Line1_1_3 | 0.10943 | 0.10356 | 0.10714 | 0.10943 | 0.10356 | 0.10714 | 0.025272 | 0.023917 | 0.024743 | 0.025272 | 0.023917 | 0.024743 | -0.0023199 | -0.0015767 | -0.00068884 | 0.0024409 | 0.0016865 | 0.00079967 | -0.027251 | -0.025978 | -0.026851 | 0.027487 | 0.026195 | 0.027082 | 94.8045 | -26.4424 | -148.2959 | -85.1955 | 153.5576 | 31.7041 |  | 1.0822 | 1.0882 | 1.0856 | 1.0919 | 1.0975 | 1.095 | -0.061281 | -119.9157 | 120.2345 | -0.27009 | -120.1262 | 120.0127
Line2_1_4 | 0.1113 | 0.13195 | 0.13476 | 0.1113 | 0.13195 | 0.13476 | 0.025704 | 0.030473 | 0.03112 | 0.025704 | 0.030473 | 0.03112 | -0.0047325 | -0.010096 | -0.0088884 | 0.0048546 | 0.010261 | 0.0090797 | -0.027413 | -0.031585 | -0.032593 | 0.027669 | 0.031927 | 0.032952 | 99.7336 | -12.1895 | -134.5113 | -80.2664 | 167.8105 | 45.4887 |  | 1.0822 | 1.0882 | 1.0856 | 1.0929 | 1.1005 | 1.0983 | -0.061281 | -119.9157 | 120.2345 | -0.21781 | -120.0067 | 120.0834
Line3_1_5 | 0 | 0 | 0 | 0 | 0 | 0 | 0 | 0 | 0 | 0 | 0 | 0 | 6.4606e-10 | 4.8167e-10 | -2.8414e-10 | -4.5099e-10 | -3.9311e-10 | 5.1303e-13 | 4.3594e-10 | -5.663e-10 | 8.7601e-11 | -2.2243e-10 | 2.8932e-10 | -2.6692e-11 | 0 | 0 | 0 | 0 | 0 | 0 |  | 1.0822 | 1.0882 | 1.0856 | 1.0822 | 1.0882 | 1.0856 | -0.061281 | -119.9157 | 120.2345 | -0.061281 | -119.9157 | 120.2345
Line4_2_6 | 0.12283 | 0.11625 | 0.12004 | 0.12283 | 0.11625 | 0.12004 | 0.028367 | 0.026847 | 0.027722 | 0.028367 | 0.026847 | 0.027722 | -0.0027976 | -0.0020232 | -0.0010023 | 0.0029498 | 0.0021617 | 0.0011415 | -0.030882 | -0.029427 | -0.030371 | 0.031179 | 0.0297 | 0.03066 | 94.882 | -26.2166 | -148.122 | -85.118 | 153.7834 | 31.878 |  | 1.0931 | 1.0987 | 1.0961 | 1.1041 | 1.1092 | 1.1067 | -0.29422 | -120.1498 | 119.9878 | -0.52256 | -120.3794 | 119.7457
Line5_6_7 | 0.12283 | 0.11625 | 0.12004 | 0.12283 | 0.11625 | 0.12004 | 0.028367 | 0.026847 | 0.027722 | 0.028367 | 0.026847 | 0.027722 | -0.0029498 | -0.0021617 | -0.0011415 | 0.003102 | 0.0023002 | 0.0012808 | -0.031179 | -0.0297 | -0.03066 | 0.031476 | 0.029974 | 0.030949 | 94.882 | -26.2166 | -148.122 | -85.118 | 153.7834 | 31.878 |  | 1.1041 | 1.1092 | 1.1067 | 1.115 | 1.1198 | 1.1174 | -0.52256 | -120.3794 | 119.7457 | -0.74643 | -120.6048 | 119.5083
Line6_7_8 | 0 | 0 | 0 | 0 | 0 | 0 | 0 | 0 | 0 | 0 | 0 | 0 | 1.3551e-09 | 1.0272e-09 | 1.0434e-10 | -1.1695e-09 | -9.7153e-10 | -3.457e-10 | 6.7935e-10 | -6.0441e-10 | 3.3459e-10 | -5.0882e-10 | 3.5743e-10 | -2.5998e-10 | 0 | 0 | 0 | 0 | 0 | 0 |  | 1.115 | 1.1198 | 1.1174 | 1.115 | 1.1198 | 1.1174 | -0.74643 | -120.6048 | 119.5083 | -0.74643 | -120.6048 | 119.5083
Line7_8_9 | 0 | 0 | 0 | 0 | 0 | 0 | 0 | 0 | 0 | 0 | 0 | 0 | 4.5171e-10 | 3.4241e-10 | 3.4779e-11 | -2.6605e-10 | -2.8671e-10 | -2.7614e-10 | 2.2645e-10 | -2.0147e-10 | 1.1153e-10 | -5.5922e-11 | -4.5503e-11 | -3.6917e-11 | 0 | 0 | 0 | 0 | 0 | 0 |  | 1.115 | 1.1198 | 1.1174 | 1.115 | 1.1198 | 1.1174 | -0.74643 | -120.6048 | 119.5083 | -0.74643 | -120.6048 | 119.5083
Line8_8_10 | 0 | 0 | 0 | 0 | 0 | 0 | 0 | 0 | 0 | 0 | 0 | 0 | 4.5171e-10 | 3.4241e-10 | 3.4779e-11 | -2.6605e-10 | -2.8671e-10 | -2.7614e-10 | 2.2645e-10 | -2.0147e-10 | 1.1153e-10 | -5.5922e-11 | -4.5503e-11 | -3.6917e-11 | 0 | 0 | 0 | 0 | 0 | 0 |  | 1.115 | 1.1198 | 1.1174 | 1.115 | 1.1198 | 1.1174 | -0.74643 | -120.6048 | 119.5083 | -0.74643 | -120.6048 | 119.5083
Line9_3_11 | 0.10943 | 0.10356 | 0.10714 | 0.10943 | 0.10356 | 0.10714 | 0.025272 | 0.023917 | 0.024743 | 0.025272 | 0.023917 | 0.024743 | -0.0024409 | -0.0016865 | -0.00079967 | 0.0025619 | 0.0017963 | 0.00091049 | -0.027487 | -0.026195 | -0.027082 | 0.027723 | 0.026413 | 0.027312 | 94.8045 | -26.4424 | -148.2959 | -85.1955 | 153.5576 | 31.7041 |  | 1.0919 | 1.0975 | 1.095 | 1.1017 | 1.1069 | 1.1044 | -0.27009 | -120.1262 | 120.0127 | -0.47521 | -120.3331 | 119.7947

## LG_max_fault_10
name | pf_ikss_a_from_ka | pf_ikss_b_from_ka | pf_ikss_c_from_ka | pf_ikss_a_to_ka | pf_ikss_b_to_ka | pf_ikss_c_to_ka | pf_skss_a_from_mw | pf_skss_b_from_mw | pf_skss_c_from_mw | pf_skss_a_to_mw | pf_skss_b_to_mw | pf_skss_c_to_mw | pf_p_a_from_mw | pf_p_b_from_mw | pf_p_c_from_mw | pf_p_a_to_mw | pf_p_b_to_mw | pf_p_c_to_mw | pf_q_a_from_mvar | pf_q_b_from_mvar | pf_q_c_from_mvar | pf_q_a_to_mvar | pf_q_b_to_mvar | pf_q_c_to_mvar | pf_ikss_a_from_degree | pf_ikss_b_from_degree | pf_ikss_c_from_degree | pf_ikss_a_to_degree | pf_ikss_b_to_degree | pf_ikss_c_to_degree | 3xI0 | pf_vm_a_from_pu | pf_vm_b_from_pu | pf_vm_c_from_pu | pf_vm_a_to_pu | pf_vm_b_to_pu | pf_vm_c_to_pu | pf_va_a_from_degree | pf_va_b_from_degree | pf_va_c_from_degree | pf_va_a_to_degree | pf_va_b_to_degree | pf_va_c_to_degree
Line0_1_2 | 0.12387 | 0.11694 | 0.12091 | 0.12387 | 0.11694 | 0.12091 | 0.028606 | 0.027007 | 0.027924 | 0.028606 | 0.027007 | 0.027924 | -0.0028626 | -0.002027 | -0.00090242 | 0.0030174 | 0.0021673 | 0.0010435 | -0.032308 | -0.030729 | -0.031749 | 0.032609 | 0.031006 | 0.032043 | 94.9918 | -26.1449 | -148.1349 | -85.0082 | 153.8551 | 31.8651 |  | 1.1338 | 1.1403 | 1.1375 | 1.1448 | 1.1509 | 1.1481 | -0.071568 | -119.9189 | 120.237 | -0.29481 | -120.1433 | 120
Line10_11_12 | 0.1108 | 0.10461 | 0.10836 | 0.1108 | 0.10461 | 0.10836 | 0.025589 | 0.024158 | 0.025026 | 0.025589 | 0.024158 | 0.025026 | -0.0027719 | -0.0019301 | -0.00094984 | 0.002896 | 0.0020422 | 0.001063 | -0.029387 | -0.027938 | -0.028928 | 0.029628 | 0.02816 | 0.029163 | 94.9185 | -26.3689 | -148.3067 | -85.0815 | 153.6311 | 31.6933 |  | 1.1535 | 1.1593 | 1.1565 | 1.1634 | 1.1688 | 1.1661 | -0.46993 | -120.3208 | 119.8127 | -0.66405 | -120.5168 | 119.6058
Line11_12_13 | 0.1108 | 0.10461 | 0.10836 | 0.1108 | 0.10461 | 0.10836 | 0.025589 | 0.024158 | 0.025026 | 0.025589 | 0.024158 | 0.025026 | -0.002896 | -0.0020422 | -0.001063 | 0.0030201 | 0.0021544 | 0.0011762 | -0.029628 | -0.02816 | -0.029163 | 0.02987 | 0.028382 | 0.029399 | 94.9185 | -26.3689 | -148.3067 | -85.0815 | 153.6311 | 31.6933 |  | 1.1634 | 1.1688 | 1.1661 | 1.1732 | 1.1783 | 1.1757 | -0.66405 | -120.5168 | 119.6058 | -0.85491 | -120.7097 | 119.4022
Line12_13_15 | 0 | 0 | 0 | 0 | 0 | 0 | 0 | 0 | 0 | 0 | 0 | 0 | 1.572e-09 | 1.1924e-09 | 1.7724e-10 | -1.3636e-09 | -1.1334e-09 | -4.447e-10 | 7.7397e-10 | -6.4919e-10 | 4.0591e-10 | -5.8659e-10 | 3.7394e-10 | -3.2008e-10 | 0 | 0 | 0 | 0 | 0 | 0 |  | 1.1732 | 1.1783 | 1.1757 | 1.1732 | 1.1783 | 1.1757 | -0.85491 | -120.7097 | 119.4022 | -0.85491 | -120.7097 | 119.4022
Line13_13_14 | 0.1108 | 0.10461 | 0.10836 | 0.1108 | 0.10461 | 0.10836 | 0.025589 | 0.024158 | 0.025026 | 0.025589 | 0.024158 | 0.025026 | -0.0030201 | -0.0021544 | -0.0011762 | 0.0031441 | 0.0022666 | 0.0012894 | -0.02987 | -0.028382 | -0.029399 | 0.030111 | 0.028604 | 0.029634 | 94.9186 | -26.3689 | -148.3067 | -85.0814 | 153.6311 | 31.6933 |  | 1.1732 | 1.1783 | 1.1757 | 1.1831 | 1.1878 | 1.1853 | -0.85491 | -120.7097 | 119.4022 | -1.0426 | -120.8994 | 119.2019
Line14_15_16 | 0 | 0 | 0 | 0 | 0 | 0 | 0 | 0 | 0 | 0 | 0 | 0 | 1.048e-09 | 7.9491e-10 | 1.1816e-10 | -8.3954e-10 | -7.3591e-10 | -3.8562e-10 | 5.1598e-10 | -4.328e-10 | 2.706e-10 | -3.2859e-10 | 1.5754e-10 | -1.8478e-10 | 0 | 0 | 0 | 0 | 0 | 0 |  | 1.1732 | 1.1783 | 1.1757 | 1.1732 | 1.1783 | 1.1757 | -0.85491 | -120.7097 | 119.4022 | -0.85491 | -120.7097 | 119.4022
Line15_16_17 | 0 | 0 | 0 | 0 | 0 | 0 | 0 | 0 | 0 | 0 | 0 | 0 | 5.2401e-10 | 3.9745e-10 | 5.9079e-11 | -3.1554e-10 | -3.3846e-10 | -3.2654e-10 | 2.5799e-10 | -2.164e-10 | 1.353e-10 | -7.0604e-11 | -5.886e-11 | -4.9476e-11 | 0 | 0 | 0 | 0 | 0 | 0 |  | 1.1732 | 1.1783 | 1.1757 | 1.1732 | 1.1783 | 1.1757 | -0.85491 | -120.7097 | 119.4022 | -0.85491 | -120.7097 | 119.4022
Line16_4_18 | 0.037282 | 0 | 0 | 0.037282 | 0 | 0 | 0.00861 | 0 | 0 | 0.00861 | 0 | 0 | 0.0069615 | 3.6352e-10 | -1.7942e-10 | -0.0069499 | -2.2061e-10 | -2.1124e-10 | 0.006973 | -3.7058e-10 | 5.5636e-11 | -0.0069499 | 9.9338e-13 | 4.7549e-12 | -45.2735 | 0 | 0 | 134.7265 | 0 | 0 |  | 1.1444 | 1.1527 | 1.1502 | 1.1415 | 1.1522 | 1.1501 | -0.22591 | -120.0077 | 120.0881 | -0.27354 | -119.9878 | 120.0587
Line17_5_19 | 0 | 0 | 0 | 0 | 0 | 0 | 0 | 0 | 0 | 0 | 0 | 0 | 3.6433e-10 | 2.6957e-10 | -1.6833e-10 | -1.4071e-10 | -1.6857e-10 | -1.5629e-10 | 2.4981e-10 | -3.2375e-10 | 5.1108e-11 | -5.7123e-12 | 6.5099e-12 | 1.898e-11 | 0 | 0 | 0 | 0 | 0 | 0 |  | 1.1338 | 1.1403 | 1.1375 | 1.1338 | 1.1403 | 1.1375 | -0.071568 | -119.9189 | 120.237 | -0.071568 | -119.9189 | 120.237
Line1_1_3 | 0.1108 | 0.10461 | 0.10836 | 0.1108 | 0.10461 | 0.10836 | 0.025589 | 0.024158 | 0.025026 | 0.025589 | 0.024158 | 0.025026 | -0.0025238 | -0.0017057 | -0.00072344 | 0.0026478 | 0.0018179 | 0.00083664 | -0.028904 | -0.027495 | -0.028456 | 0.029145 | 0.027717 | 0.028692 | 94.9185 | -26.3689 | -148.3067 | -85.0815 | 153.6311 | 31.6933 |  | 1.1338 | 1.1403 | 1.1375 | 1.1437 | 1.1498 | 1.147 | -0.071568 | -119.9189 | 120.237 | -0.27246 | -120.1215 | 120.0231
Line2_1_4 | 0.11049 | 0.13207 | 0.13503 | 0.11049 | 0.13207 | 0.13503 | 0.025515 | 0.030501 | 0.031184 | 0.025515 | 0.030501 | 0.031184 | -0.0045708 | -0.010463 | -0.0091423 | 0.004691 | 0.010628 | 0.0093348 | -0.028567 | -0.03317 | -0.034273 | 0.02882 | 0.033513 | 0.034633 | 99.0188 | -12.4118 | -134.8271 | -80.9812 | 167.5882 | 45.1729 |  | 1.1338 | 1.1403 | 1.1375 | 1.1444 | 1.1527 | 1.1502 | -0.071568 | -119.9189 | 120.237 | -0.22591 | -120.0077 | 120.0881
Line3_1_5 | 0 | 0 | 0 | 0 | 0 | 0 | 0 | 0 | 0 | 0 | 0 | 0 | 7.2865e-10 | 5.3915e-10 | -3.3666e-10 | -5.0504e-10 | -4.3814e-10 | 1.2035e-11 | 4.9963e-10 | -6.475e-10 | 1.0222e-10 | -2.5553e-10 | 3.3026e-10 | -3.2128e-11 | 0 | 0 | 0 | 0 | 0 | 0 |  | 1.1338 | 1.1403 | 1.1375 | 1.1338 | 1.1403 | 1.1375 | -0.071568 | -119.9189 | 120.237 | -0.071568 | -119.9189 | 120.237
Line4_2_6 | 0.12387 | 0.11694 | 0.12091 | 0.12387 | 0.11694 | 0.12091 | 0.028606 | 0.027007 | 0.027924 | 0.028606 | 0.027007 | 0.027924 | -0.0030174 | -0.0021673 | -0.0010435 | 0.0031722 | 0.0023076 | 0.0011845 | -0.032609 | -0.031006 | -0.032043 | 0.032911 | 0.031284 | 0.032336 | 94.9918 | -26.1449 | -148.1349 | -85.0082 | 153.8551 | 31.8651 |  | 1.1448 | 1.1509 | 1.1481 | 1.1558 | 1.1615 | 1.1588 | -0.29481 | -120.1433 | 120 | -0.51381 | -120.3636 | 119.7673
Line5_6_7 | 0.12387 | 0.11694 | 0.12091 | 0.12387 | 0.11694 | 0.12091 | 0.028606 | 0.027007 | 0.027924 | 0.028606 | 0.027007 | 0.027924 | -0.0031722 | -0.0023076 | -0.0011845 | 0.0033271 | 0.0024479 | 0.0013255 | -0.032911 | -0.031284 | -0.032336 | 0.033213 | 0.031561 | 0.03263 | 94.9918 | -26.1449 | -148.1349 | -85.0082 | 153.8551 | 31.8651 |  | 1.1558 | 1.1615 | 1.1588 | 1.1669 | 1.1721 | 1.1695 | -0.51381 | -120.3636 | 119.7673 | -0.72867 | -120.5799 | 119.5388
Line6_7_8 | 0 | 0 | 0 | 0 | 0 | 0 | 0 | 0 | 0 | 0 | 0 | 0 | 1.4996e-09 | 1.1252e-09 | 6.0009e-11 | -1.2862e-09 | -1.0605e-09 | -3.3818e-10 | 7.7001e-10 | -7.0943e-10 | 3.6978e-10 | -5.732e-10 | 4.2511e-10 | -2.8448e-10 | 0 | 0 | 0 | 0 | 0 | 0 |  | 1.1669 | 1.1721 | 1.1695 | 1.1669 | 1.1721 | 1.1695 | -0.72867 | -120.5799 | 119.5388 | -0.72867 | -120.5799 | 119.5388
Line7_8_9 | 0 | 0 | 0 | 0 | 0 | 0 | 0 | 0 | 0 | 0 | 0 | 0 | 4.9986e-10 | 3.7508e-10 | 2.0003e-11 | -2.8647e-10 | -3.103e-10 | -2.9818e-10 | 2.5667e-10 | -2.3648e-10 | 1.2326e-10 | -5.9853e-11 | -4.785e-11 | -3.7966e-11 | 0 | 0 | 0 | 0 | 0 | 0 |  | 1.1669 | 1.1721 | 1.1695 | 1.1669 | 1.1721 | 1.1695 | -0.72867 | -120.5799 | 119.5388 | -0.72867 | -120.5799 | 119.5388
Line8_8_10 | 0 | 0 | 0 | 0 | 0 | 0 | 0 | 0 | 0 | 0 | 0 | 0 | 4.9986e-10 | 3.7508e-10 | 2.0003e-11 | -2.8647e-10 | -3.103e-10 | -2.9818e-10 | 2.5667e-10 | -2.3648e-10 | 1.2326e-10 | -5.9853e-11 | -4.785e-11 | -3.7966e-11 | 0 | 0 | 0 | 0 | 0 | 0 |  | 1.1669 | 1.1721 | 1.1695 | 1.1669 | 1.1721 | 1.1695 | -0.72867 | -120.5799 | 119.5388 | -0.72867 | -120.5799 | 119.5388
Line9_3_11 | 0.1108 | 0.10461 | 0.10836 | 0.1108 | 0.10461 | 0.10836 | 0.025589 | 0.024158 | 0.025026 | 0.025589 | 0.024158 | 0.025026 | -0.0026478 | -0.0018179 | -0.00083664 | 0.0027719 | 0.0019301 | 0.00094984 | -0.029145 | -0.027717 | -0.028692 | 0.029387 | 0.027938 | 0.028928 | 94.9185 | -26.3689 | -148.3067 | -85.0815 | 153.6311 | 31.6933 |  | 1.1437 | 1.1498 | 1.147 | 1.1535 | 1.1593 | 1.1565 | -0.27246 | -120.1215 | 120.0231 | -0.46993 | -120.3208 | 119.8127

## LG_min_6
name | pf_ikss_a_from_ka | pf_ikss_b_from_ka | pf_ikss_c_from_ka | pf_ikss_a_to_ka | pf_ikss_b_to_ka | pf_ikss_c_to_ka | pf_skss_a_from_mw | pf_skss_b_from_mw | pf_skss_c_from_mw | pf_skss_a_to_mw | pf_skss_b_to_mw | pf_skss_c_to_mw | pf_p_a_from_mw | pf_p_b_from_mw | pf_p_c_from_mw | pf_p_a_to_mw | pf_p_b_to_mw | pf_p_c_to_mw | pf_q_a_from_mvar | pf_q_b_from_mvar | pf_q_c_from_mvar | pf_q_a_to_mvar | pf_q_b_to_mvar | pf_q_c_to_mvar | pf_ikss_a_from_degree | pf_ikss_b_from_degree | pf_ikss_c_from_degree | pf_ikss_a_to_degree | pf_ikss_b_to_degree | pf_ikss_c_to_degree | 3xI0 | pf_vm_a_from_pu | pf_vm_b_from_pu | pf_vm_c_from_pu | pf_vm_a_to_pu | pf_vm_b_to_pu | pf_vm_c_to_pu | pf_va_a_from_degree | pf_va_b_from_degree | pf_va_c_from_degree | pf_va_a_to_degree | pf_va_b_to_degree | pf_va_c_to_degree
Line0_1_2 | 0.026147 | 0.02581 | 0.025746 | 0.026147 | 0.025811 | 0.025747 | 0.0060384 | 0.0059606 | 0.0059459 | 0.0060385 | 0.0059607 | 0.005946 | -0.00018877 | -0.0047852 | 0.0050109 | 0.0001954 | 0.0047917 | -0.0050046 | -0.00019611 | 0.0083308 | 0.0079447 | 0.00020301 | -0.0083243 | -0.0079382 | 92.2017 | 92.1154 | 92.1673 | -87.7983 | -87.8846 | -87.8327 |  | 0.045078 | 1.6118 | 1.5797 | 0.046662 | 1.6114 | 1.5782 | -41.7068 | -148.0115 | 149.9268 | -41.7028 | -147.9588 | 149.938
Line10_11_12 | 0.026082 | 0.025746 | 0.025682 | 0.026082 | 0.025746 | 0.025683 | 0.0060233 | 0.0059457 | 0.0059311 | 0.0060234 | 0.0059458 | 0.0059312 | -0.00020194 | -0.0047662 | 0.0050046 | 0.00020853 | 0.0047726 | -0.0049984 | -0.00020891 | 0.0083082 | 0.0078999 | 0.00021578 | -0.0083017 | -0.0078934 | 92.3376 | 92.2519 | 92.3034 | -87.6624 | -87.7481 | -87.6966 |  | 0.048238 | 1.6109 | 1.5767 | 0.049819 | 1.6105 | 1.5752 | -41.6902 | -147.9064 | 149.9489 | -41.6827 | -147.8538 | 149.96
Line11_12_13 | 0.026082 | 0.025746 | 0.025683 | 0.026082 | 0.025746 | 0.025683 | 0.0060234 | 0.0059458 | 0.0059312 | 0.0060235 | 0.0059459 | 0.0059312 | -0.00020853 | -0.0047726 | 0.0049984 | 0.00021512 | 0.004779 | -0.0049922 | -0.00021578 | 0.0083017 | 0.0078935 | 0.00022266 | -0.0082952 | -0.007887 | 92.3375 | 92.2519 | 92.3033 | -87.6625 | -87.7481 | -87.6967 |  | 0.049819 | 1.6105 | 1.5752 | 0.051399 | 1.6101 | 1.5737 | -41.6827 | -147.8538 | 149.96 | -41.6757 | -147.8012 | 149.9711
Line12_13_15 | 0 | 0 | 0 | 0 | 0 | 0 | 0 | 0 | 0 | 0 | 0 | 0 | 7.6561e-09 | 1.9479e-07 | -1.7619e-07 | -4.98e-09 | -1.3441e-07 | 1.1313e-07 | 8.6983e-09 | -3.0631e-07 | -3.0797e-07 | -5.9179e-09 | 2.0159e-07 | 2.0805e-07 | 0 | 0 | 0 | 0 | 0 | 0 |  | 0.051399 | 1.6101 | 1.5737 | 0.051399 | 1.6101 | 1.5737 | -41.6757 | -147.8012 | 149.9711 | -41.6757 | -147.8012 | 149.9711
Line13_13_14 | 0.026083 | 0.025747 | 0.025684 | 0.026084 | 0.025748 | 0.025684 | 0.0060237 | 0.0059461 | 0.0059315 | 0.0060238 | 0.0059462 | 0.0059315 | -0.00021513 | -0.0047792 | 0.0049923 | 0.00022172 | 0.0047856 | -0.0049861 | -0.00022267 | 0.0082955 | 0.0078873 | 0.00022954 | -0.008289 | -0.0078808 | 92.3374 | 92.2518 | 92.3032 | -87.6626 | -87.7482 | -87.6968 |  | 0.051399 | 1.6101 | 1.5737 | 0.052979 | 1.6096 | 1.5722 | -41.6757 | -147.8012 | 149.9711 | -41.6691 | -147.7486 | 149.9822
Line14_15_16 | 0 | 0 | 0 | 0 | 0 | 0 | 0 | 0 | 0 | 0 | 0 | 0 | 5.104e-09 | 1.2986e-07 | -1.1746e-07 | -2.428e-09 | -6.9475e-08 | 5.4398e-08 | 5.7989e-09 | -2.0421e-07 | -2.0531e-07 | -3.0185e-09 | 9.9488e-08 | 1.0539e-07 | 0 | 0 | 0 | 0 | 0 | 0 |  | 0.051399 | 1.6101 | 1.5737 | 0.051399 | 1.6101 | 1.5737 | -41.6757 | -147.8012 | 149.9711 | -41.6757 | -147.8012 | 149.9711
Line15_16_17 | 0 | 0 | 0 | 0 | 0 | 0 | 0 | 0 | 0 | 0 | 0 | 0 | 2.552e-09 | 6.4931e-08 | -5.8731e-08 | 1.2404e-10 | -4.5442e-09 | -4.3322e-09 | 2.8994e-09 | -1.021e-07 | -1.0266e-07 | -1.1905e-10 | -2.6158e-09 | 2.7385e-09 | 0 | 0 | 0 | 0 | 0 | 0 |  | 0.051399 | 1.6101 | 1.5737 | 0.051399 | 1.6101 | 1.5737 | -41.6757 | -147.8012 | 149.9711 | -41.6757 | -147.8012 | 149.9711
Line16_4_18 | 0.2334 | 0 | 0 | 0.2334 | 0 | 0 | 0.053902 | 0 | 0 | 0.053902 | 0 | 0 | 0.00087163 | 6.6435e-08 | -5.8445e-08 | 4.1392e-15 | -4.5256e-09 | -4.2944e-09 | 0.00090795 | -1.0257e-07 | -1.0416e-07 | -4.6844e-15 | -2.5997e-09 | 2.7334e-09 | -87.9075 | 0 | 0 | 92.0925 | 0 | 0 |  | 0.02335 | 1.6101 | 1.5737 | 0 | 1.6088 | 1.5691 | -41.7383 | -147.7993 | 149.9722 | 0 | -147.6394 | 150.0068
Line17_5_19 | 0 | 0 | 0 | 0 | 0 | 0 | 0 | 0 | 0 | 0 | 0 | 0 | 2.2386e-09 | 6.5438e-08 | -5.8836e-08 | 1.0977e-10 | -4.5689e-09 | -4.3814e-09 | 2.5651e-09 | -1.0265e-07 | -1.038e-07 | -1.0447e-10 | -2.6368e-09 | 2.7453e-09 | 0 | 0 | 0 | 0 | 0 | 0 |  | 0.045078 | 1.6118 | 1.5797 | 0.045078 | 1.6118 | 1.5797 | -41.7068 | -148.0115 | 149.9268 | -41.7068 | -148.0115 | 149.9268
Line1_1_3 | 0.026081 | 0.025745 | 0.025682 | 0.026081 | 0.025745 | 0.025682 | 0.0060232 | 0.0059456 | 0.0059309 | 0.0060233 | 0.0059457 | 0.005931 | -0.00018876 | -0.0047533 | 0.0050171 | 0.00019535 | 0.0047597 | -0.0050109 | -0.00019516 | 0.0083211 | 0.0079128 | 0.00020204 | -0.0083147 | -0.0079064 | 92.3377 | 92.252 | 92.3034 | -87.6624 | -87.748 | -87.6966 |  | 0.045078 | 1.6118 | 1.5797 | 0.046658 | 1.6114 | 1.5782 | -41.7068 | -148.0115 | 149.9268 | -41.6982 | -147.959 | 149.9378
Line2_1_4 | 0.20686 | 0.025877 | 0.025772 | 0.20686 | 0.025877 | 0.025773 | 0.047772 | 0.005976 | 0.0059518 | 0.047772 | 0.0059761 | 0.0059519 | 0.0014925 | -0.0048323 | 0.0050038 | -0.00077355 | 0.004858 | -0.0049784 | 0.0015524 | 0.0083322 | 0.0079602 | -0.00080368 | -0.0083055 | -0.0079337 | -87.833 | 91.8769 | 92.0804 | 92.167 | -88.1231 | -87.9196 |  | 0.045078 | 1.6118 | 1.5797 | 0.02335 | 1.6101 | 1.5737 | -41.7068 | -148.0115 | 149.9268 | -41.7383 | -147.7993 | 149.9722
Line3_1_5 | 0 | 0 | 0 | 0 | 0 | 0 | 0 | 0 | 0 | 0 | 0 | 0 | 4.4772e-09 | 1.3088e-07 | -1.1767e-07 | -2.1288e-09 | -7.0007e-08 | 5.4455e-08 | 5.1302e-09 | -2.0531e-07 | -2.076e-07 | -2.6696e-09 | 1.0002e-07 | 1.0655e-07 | 0 | 0 | 0 | 0 | 0 | 0 |  | 0.045078 | 1.6118 | 1.5797 | 0.045078 | 1.6118 | 1.5797 | -41.7068 | -148.0115 | 149.9268 | -41.7068 | -148.0115 | 149.9268
Line4_2_6 | 0.026147 | 0.025811 | 0.025747 | 0.026148 | 0.025811 | 0.025747 | 0.0060385 | 0.0059607 | 0.005946 | 0.0060386 | 0.0059608 | 0.005946 | -0.0001954 | -0.0047917 | 0.0050046 | 0.00020202 | 0.0047981 | -0.0049984 | -0.00020301 | 0.0083243 | 0.0079382 | 0.00020992 | -0.0083178 | -0.0079317 | 92.2016 | 92.1154 | 92.1673 | -87.7984 | -87.8846 | -87.8327 |  | 0.046662 | 1.6114 | 1.5782 | 0.048246 | 1.6109 | 1.5767 | -41.7028 | -147.9588 | 149.938 | -41.6991 | -147.9061 | 149.9492
Line5_6_7 | 0.026148 | 0.025811 | 0.025747 | 0.026148 | 0.025811 | 0.025747 | 0.0060386 | 0.0059608 | 0.005946 | 0.0060387 | 0.0059608 | 0.0059461 | -0.00020202 | -0.0047981 | 0.0049984 | 0.00020864 | 0.0048045 | -0.0049921 | -0.00020992 | 0.0083178 | 0.0079317 | 0.00021683 | -0.0083112 | -0.0079252 | 92.2016 | 92.1154 | 92.1673 | -87.7984 | -87.8846 | -87.8327 |  | 0.048246 | 1.6109 | 1.5767 | 0.049831 | 1.6105 | 1.5752 | -41.6991 | -147.9061 | 149.9492 | -41.6956 | -147.8533 | 149.9604
Line6_7_8 | 0 | 0 | 0 | 0 | 0 | 0 | 0 | 0 | 0 | 0 | 0 | 0 | 7.4247e-09 | 1.9517e-07 | -1.7627e-07 | -4.8293e-09 | -1.3466e-07 | 1.1317e-07 | 8.4496e-09 | -3.0673e-07 | -3.0882e-07 | -5.7485e-09 | 2.0186e-07 | 2.0862e-07 | 0 | 0 | 0 | 0 | 0 | 0 |  | 0.049831 | 1.6105 | 1.5752 | 0.049831 | 1.6105 | 1.5752 | -41.6956 | -147.8533 | 149.9604 | -41.6956 | -147.8533 | 149.9604
Line7_8_9 | 0 | 0 | 0 | 0 | 0 | 0 | 0 | 0 | 0 | 0 | 0 | 0 | 2.4749e-09 | 6.5057e-08 | -5.8758e-08 | 1.205e-10 | -4.5504e-09 | -4.3444e-09 | 2.8165e-09 | -1.0224e-07 | -1.0294e-07 | -1.1546e-10 | -2.621e-09 | 2.7402e-09 | 0 | 0 | 0 | 0 | 0 | 0 |  | 0.049831 | 1.6105 | 1.5752 | 0.049831 | 1.6105 | 1.5752 | -41.6956 | -147.8533 | 149.9604 | -41.6956 | -147.8533 | 149.9604
Line8_8_10 | 0 | 0 | 0 | 0 | 0 | 0 | 0 | 0 | 0 | 0 | 0 | 0 | 2.4749e-09 | 6.5057e-08 | -5.8758e-08 | 1.205e-10 | -4.5504e-09 | -4.3444e-09 | 2.8165e-09 | -1.0224e-07 | -1.0294e-07 | -1.1546e-10 | -2.621e-09 | 2.7402e-09 | 0 | 0 | 0 | 0 | 0 | 0 |  | 0.049831 | 1.6105 | 1.5752 | 0.049831 | 1.6105 | 1.5752 | -41.6956 | -147.8533 | 149.9604 | -41.6956 | -147.8533 | 149.9604
Line9_3_11 | 0.026081 | 0.025745 | 0.025682 | 0.026082 | 0.025746 | 0.025682 | 0.0060233 | 0.0059457 | 0.005931 | 0.0060233 | 0.0059457 | 0.0059311 | -0.00019535 | -0.0047597 | 0.0050109 | 0.00020194 | 0.0047661 | -0.0050046 | -0.00020204 | 0.0083147 | 0.0079064 | 0.00020891 | -0.0083082 | -0.0078999 | 92.3376 | 92.252 | 92.3034 | -87.6624 | -87.7481 | -87.6966 |  | 0.046658 | 1.6114 | 1.5782 | 0.048238 | 1.6109 | 1.5767 | -41.6982 | -147.959 | 149.9378 | -41.6902 | -147.9064 | 149.9489

## LG_min_10
name | pf_ikss_a_from_ka | pf_ikss_b_from_ka | pf_ikss_c_from_ka | pf_ikss_a_to_ka | pf_ikss_b_to_ka | pf_ikss_c_to_ka | pf_skss_a_from_mw | pf_skss_b_from_mw | pf_skss_c_from_mw | pf_skss_a_to_mw | pf_skss_b_to_mw | pf_skss_c_to_mw | pf_p_a_from_mw | pf_p_b_from_mw | pf_p_c_from_mw | pf_p_a_to_mw | pf_p_b_to_mw | pf_p_c_to_mw | pf_q_a_from_mvar | pf_q_b_from_mvar | pf_q_c_from_mvar | pf_q_a_to_mvar | pf_q_b_to_mvar | pf_q_c_to_mvar | pf_ikss_a_from_degree | pf_ikss_b_from_degree | pf_ikss_c_from_degree | pf_ikss_a_to_degree | pf_ikss_b_to_degree | pf_ikss_c_to_degree | 3xI0 | pf_vm_a_from_pu | pf_vm_b_from_pu | pf_vm_c_from_pu | pf_vm_a_to_pu | pf_vm_b_to_pu | pf_vm_c_to_pu | pf_va_a_from_degree | pf_va_b_from_degree | pf_va_c_from_degree | pf_va_a_to_degree | pf_va_b_to_degree | pf_va_c_to_degree
Line0_1_2 | 0.024771 | 0.024452 | 0.024391 | 0.024771 | 0.024452 | 0.024392 | 0.0057206 | 0.0056469 | 0.005633 | 0.0057207 | 0.005647 | 0.005633 | -0.00016942 | -0.0042948 | 0.0044973 | 0.00017537 | 0.0043005 | -0.0044917 | -0.00017601 | 0.007477 | 0.0071304 | 0.00018221 | -0.0074711 | -0.0071246 | 92.2017 | 92.1154 | 92.1673 | -87.7983 | -87.8846 | -87.8327 |  | 0.042705 | 1.527 | 1.4966 | 0.044206 | 1.5266 | 1.4952 | -41.7068 | -148.0115 | 149.9268 | -41.7028 | -147.9588 | 149.938
Line10_11_12 | 0.024709 | 0.024391 | 0.024331 | 0.024709 | 0.024391 | 0.024331 | 0.0057063 | 0.0056328 | 0.0056189 | 0.0057064 | 0.0056329 | 0.005619 | -0.00018124 | -0.0042777 | 0.0044917 | 0.00018716 | 0.0042834 | -0.0044861 | -0.0001875 | 0.0074566 | 0.0070902 | 0.00019367 | -0.0074508 | -0.0070844 | 92.3376 | 92.2519 | 92.3034 | -87.6624 | -87.7481 | -87.6966 |  | 0.0457 | 1.5261 | 1.4937 | 0.047197 | 1.5257 | 1.4923 | -41.6902 | -147.9064 | 149.9489 | -41.6827 | -147.8538 | 149.96
Line11_12_13 | 0.024709 | 0.024391 | 0.024331 | 0.02471 | 0.024391 | 0.024331 | 0.0057064 | 0.0056329 | 0.005619 | 0.0057065 | 0.0056329 | 0.0056191 | -0.00018716 | -0.0042834 | 0.0044861 | 0.00019307 | 0.0042892 | -0.0044805 | -0.00019367 | 0.0074508 | 0.0070844 | 0.00019984 | -0.007445 | -0.0070786 | 92.3375 | 92.2519 | 92.3033 | -87.6625 | -87.7481 | -87.6967 |  | 0.047197 | 1.5257 | 1.4923 | 0.048694 | 1.5253 | 1.4909 | -41.6827 | -147.8538 | 149.96 | -41.6757 | -147.8012 | 149.9711
Line12_13_15 | 0 | 0 | 0 | 0 | 0 | 0 | 0 | 0 | 0 | 0 | 0 | 0 | 6.8714e-09 | 1.7483e-07 | -1.5813e-07 | -4.4696e-09 | -1.2063e-07 | 1.0153e-07 | 7.8068e-09 | -2.7492e-07 | -2.764e-07 | -5.3114e-09 | 1.8093e-07 | 1.8673e-07 | 0 | 0 | 0 | 0 | 0 | 0 |  | 0.048694 | 1.5253 | 1.4909 | 0.048694 | 1.5253 | 1.4909 | -41.6757 | -147.8012 | 149.9711 | -41.6757 | -147.8012 | 149.9711
Line13_13_14 | 0.024711 | 0.024392 | 0.024332 | 0.024711 | 0.024393 | 0.024333 | 0.0057067 | 0.0056332 | 0.0056193 | 0.0057067 | 0.0056332 | 0.0056194 | -0.00019308 | -0.0042893 | 0.0044807 | 0.00019899 | 0.0042951 | -0.0044751 | -0.00019985 | 0.0074452 | 0.0070789 | 0.00020602 | -0.0074394 | -0.0070731 | 92.3374 | 92.2518 | 92.3032 | -87.6626 | -87.7482 | -87.6968 |  | 0.048694 | 1.5253 | 1.4909 | 0.050191 | 1.5249 | 1.4895 | -41.6757 | -147.8012 | 149.9711 | -41.6691 | -147.7486 | 149.9822
Line14_15_16 | 0 | 0 | 0 | 0 | 0 | 0 | 0 | 0 | 0 | 0 | 0 | 0 | 4.5809e-09 | 1.1655e-07 | -1.0542e-07 | -2.1791e-09 | -6.2354e-08 | 4.8823e-08 | 5.2045e-09 | -1.8328e-07 | -1.8427e-07 | -2.7091e-09 | 8.9291e-08 | 9.4593e-08 | 0 | 0 | 0 | 0 | 0 | 0 |  | 0.048694 | 1.5253 | 1.4909 | 0.048694 | 1.5253 | 1.4909 | -41.6757 | -147.8012 | 149.9711 | -41.6757 | -147.8012 | 149.9711
Line15_16_17 | 0 | 0 | 0 | 0 | 0 | 0 | 0 | 0 | 0 | 0 | 0 | 0 | 2.2905e-09 | 5.8276e-08 | -5.2711e-08 | 1.1133e-10 | -4.0784e-09 | -3.8881e-09 | 2.6023e-09 | -9.1639e-08 | -9.2135e-08 | -1.0684e-10 | -2.3477e-09 | 2.4578e-09 | 0 | 0 | 0 | 0 | 0 | 0 |  | 0.048694 | 1.5253 | 1.4909 | 0.048694 | 1.5253 | 1.4909 | -41.6757 | -147.8012 | 149.9711 | -41.6757 | -147.8012 | 149.9711
Line16_4_18 | 0.22112 | 0 | 0 | 0.22112 | 0 | 0 | 0.051065 | 0 | 0 | 0.051065 | 0 | 0 | 0.0007823 | 5.9626e-08 | -5.2455e-08 | 3.7175e-15 | -4.0618e-09 | -3.8543e-09 | 0.00081489 | -9.2055e-08 | -9.3487e-08 | -4.2148e-15 | -2.3333e-09 | 2.4532e-09 | -87.9075 | 0 | 0 | 92.0925 | 0 | 0 |  | 0.022121 | 1.5253 | 1.4908 | 0 | 1.5241 | 1.4865 | -41.7383 | -147.7993 | 149.9722 | 0 | -147.6394 | 150.0068
Line17_5_19 | 0 | 0 | 0 | 0 | 0 | 0 | 0 | 0 | 0 | 0 | 0 | 0 | 2.0091e-09 | 5.8731e-08 | -5.2806e-08 | 9.8524e-11 | -4.1006e-09 | -3.9323e-09 | 2.3022e-09 | -9.2133e-08 | -9.3161e-08 | -9.3762e-11 | -2.3666e-09 | 2.4639e-09 | 0 | 0 | 0 | 0 | 0 | 0 |  | 0.042705 | 1.527 | 1.4966 | 0.042705 | 1.527 | 1.4966 | -41.7068 | -148.0115 | 149.9268 | -41.7068 | -148.0115 | 149.9268
Line1_1_3 | 0.024708 | 0.02439 | 0.02433 | 0.024709 | 0.02439 | 0.02433 | 0.0057062 | 0.0056327 | 0.0056188 | 0.0057062 | 0.0056327 | 0.0056189 | -0.00016941 | -0.0042661 | 0.0045029 | 0.00017533 | 0.0042719 | -0.0044973 | -0.00017516 | 0.0074683 | 0.0071018 | 0.00018133 | -0.0074625 | -0.007096 | 92.3377 | 92.252 | 92.3034 | -87.6624 | -87.748 | -87.6966 |  | 0.042705 | 1.527 | 1.4966 | 0.044202 | 1.5266 | 1.4952 | -41.7068 | -148.0115 | 149.9268 | -41.6982 | -147.959 | 149.9378
Line2_1_4 | 0.19597 | 0.024515 | 0.024416 | 0.19597 | 0.024515 | 0.024416 | 0.045258 | 0.0056615 | 0.0056386 | 0.045257 | 0.0056615 | 0.0056387 | 0.0013395 | -0.004337 | 0.004491 | -0.00069426 | 0.0043601 | -0.0044681 | 0.0013933 | 0.0074782 | 0.0071444 | -0.00072131 | -0.0074542 | -0.0071205 | -87.833 | 91.8769 | 92.0804 | 92.167 | -88.1231 | -87.9196 |  | 0.042705 | 1.527 | 1.4966 | 0.022121 | 1.5253 | 1.4908 | -41.7068 | -148.0115 | 149.9268 | -41.7383 | -147.7993 | 149.9722
Line3_1_5 | 0 | 0 | 0 | 0 | 0 | 0 | 0 | 0 | 0 | 0 | 0 | 0 | 4.0183e-09 | 1.1746e-07 | -1.0561e-07 | -1.9106e-09 | -6.2832e-08 | 4.8874e-08 | 4.6044e-09 | -1.8427e-07 | -1.8632e-07 | -2.3959e-09 | 8.9766e-08 | 9.5625e-08 | 0 | 0 | 0 | 0 | 0 | 0 |  | 0.042705 | 1.527 | 1.4966 | 0.042705 | 1.527 | 1.4966 | -41.7068 | -148.0115 | 149.9268 | -41.7068 | -148.0115 | 149.9268
Line4_2_6 | 0.024771 | 0.024452 | 0.024392 | 0.024772 | 0.024452 | 0.024392 | 0.0057207 | 0.005647 | 0.005633 | 0.0057208 | 0.005647 | 0.0056331 | -0.00017537 | -0.0043005 | 0.0044917 | 0.00018131 | 0.0043063 | -0.0044861 | -0.00018221 | 0.0074711 | 0.0071246 | 0.00018841 | -0.0074652 | -0.0071188 | 92.2016 | 92.1154 | 92.1673 | -87.7984 | -87.8846 | -87.8327 |  | 0.044206 | 1.5266 | 1.4952 | 0.045707 | 1.5262 | 1.4937 | -41.7028 | -147.9588 | 149.938 | -41.6991 | -147.9061 | 149.9492
Line5_6_7 | 0.024772 | 0.024452 | 0.024392 | 0.024772 | 0.024453 | 0.024392 | 0.0057208 | 0.005647 | 0.0056331 | 0.0057208 | 0.0056471 | 0.0056332 | -0.00018131 | -0.0043063 | 0.0044861 | 0.00018726 | 0.0043121 | -0.0044804 | -0.00018841 | 0.0074652 | 0.0071188 | 0.00019461 | -0.0074594 | -0.0071129 | 92.2016 | 92.1154 | 92.1673 | -87.7984 | -87.8846 | -87.8327 |  | 0.045707 | 1.5262 | 1.4937 | 0.047208 | 1.5257 | 1.4923 | -41.6991 | -147.9061 | 149.9492 | -41.6956 | -147.8533 | 149.9604
Line6_7_8 | 0 | 0 | 0 | 0 | 0 | 0 | 0 | 0 | 0 | 0 | 0 | 0 | 6.6638e-09 | 1.7517e-07 | -1.5821e-07 | -4.3343e-09 | -1.2086e-07 | 1.0157e-07 | 7.5836e-09 | -2.7529e-07 | -2.7717e-07 | -5.1594e-09 | 1.8117e-07 | 1.8724e-07 | 0 | 0 | 0 | 0 | 0 | 0 |  | 0.047208 | 1.5257 | 1.4923 | 0.047208 | 1.5257 | 1.4923 | -41.6956 | -147.8533 | 149.9604 | -41.6956 | -147.8533 | 149.9604
Line7_8_9 | 0 | 0 | 0 | 0 | 0 | 0 | 0 | 0 | 0 | 0 | 0 | 0 | 2.2212e-09 | 5.8389e-08 | -5.2735e-08 | 1.0815e-10 | -4.084e-09 | -3.8991e-09 | 2.5279e-09 | -9.1763e-08 | -9.239e-08 | -1.0362e-10 | -2.3524e-09 | 2.4594e-09 | 0 | 0 | 0 | 0 | 0 | 0 |  | 0.047208 | 1.5257 | 1.4923 | 0.047208 | 1.5257 | 1.4923 | -41.6956 | -147.8533 | 149.9604 | -41.6956 | -147.8533 | 149.9604
Line8_8_10 | 0 | 0 | 0 | 0 | 0 | 0 | 0 | 0 | 0 | 0 | 0 | 0 | 2.2212e-09 | 5.8389e-08 | -5.2735e-08 | 1.0815e-10 | -4.084e-09 | -3.8991e-09 | 2.5279e-09 | -9.1763e-08 | -9.239e-08 | -1.0362e-10 | -2.3524e-09 | 2.4594e-09 | 0 | 0 | 0 | 0 | 0 | 0 |  | 0.047208 | 1.5257 | 1.4923 | 0.047208 | 1.5257 | 1.4923 | -41.6956 | -147.8533 | 149.9604 | -41.6956 | -147.8533 | 149.9604
Line9_3_11 | 0.024709 | 0.02439 | 0.02433 | 0.024709 | 0.024391 | 0.024331 | 0.0057062 | 0.0056327 | 0.0056189 | 0.0057063 | 0.0056328 | 0.0056189 | -0.00017533 | -0.0042719 | 0.0044973 | 0.00018124 | 0.0042776 | -0.0044917 | -0.00018133 | 0.0074625 | 0.007096 | 0.0001875 | -0.0074566 | -0.0070902 | 92.3376 | 92.252 | 92.3034 | -87.6624 | -87.7481 | -87.6966 |  | 0.044202 | 1.5266 | 1.4952 | 0.0457 | 1.5261 | 1.4937 | -41.6982 | -147.959 | 149.9378 | -41.6902 | -147.9064 | 149.9489

## LG_min_fault_6
name | pf_ikss_a_from_ka | pf_ikss_b_from_ka | pf_ikss_c_from_ka | pf_ikss_a_to_ka | pf_ikss_b_to_ka | pf_ikss_c_to_ka | pf_skss_a_from_mw | pf_skss_b_from_mw | pf_skss_c_from_mw | pf_skss_a_to_mw | pf_skss_b_to_mw | pf_skss_c_to_mw | pf_p_a_from_mw | pf_p_b_from_mw | pf_p_c_from_mw | pf_p_a_to_mw | pf_p_b_to_mw | pf_p_c_to_mw | pf_q_a_from_mvar | pf_q_b_from_mvar | pf_q_c_from_mvar | pf_q_a_to_mvar | pf_q_b_to_mvar | pf_q_c_to_mvar | pf_ikss_a_from_degree | pf_ikss_b_from_degree | pf_ikss_c_from_degree | pf_ikss_a_to_degree | pf_ikss_b_to_degree | pf_ikss_c_to_degree | 3xI0 | pf_vm_a_from_pu | pf_vm_b_from_pu | pf_vm_c_from_pu | pf_vm_a_to_pu | pf_vm_b_to_pu | pf_vm_c_to_pu | pf_va_a_from_degree | pf_va_b_from_degree | pf_va_c_from_degree | pf_va_a_to_degree | pf_va_b_to_degree | pf_va_c_to_degree
Line0_1_2 | 0.0031567 | 0.003116 | 0.0031083 | 0.0031567 | 0.0031161 | 0.0031084 | 0.00072901 | 0.00071961 | 0.00071783 | 0.00072902 | 0.00071962 | 0.00071784 | -0.00044835 | -0.0002302 | 0.00067105 | 0.00044845 | 0.00023029 | -0.00067097 | -0.00044676 | 0.0007212 | -4.528e-05 | 0.00044687 | -0.00072111 | 4.5377e-05 | 130.3945 | 130.3082 | 130.3601 | -49.6055 | -49.6918 | -49.6399 |  | 0.86822 | 1.052 | 0.93696 | 0.86841 | 1.0519 | 0.93684 | -4.7071 | -121.9893 | 126.4999 | -4.7068 | -121.9804 | 126.4912
Line10_11_12 | 0.0031488 | 0.0031082 | 0.0031006 | 0.0031488 | 0.0031083 | 0.0031006 | 0.00072718 | 0.00071782 | 0.00071605 | 0.00072719 | 0.00071782 | 0.00071606 | -0.00044847 | -0.00022809 | 0.00066909 | 0.00044858 | 0.00022819 | -0.00066901 | -0.00044478 | 0.00071975 | -4.6948e-05 | 0.00044489 | -0.00071966 | 4.7044e-05 | 130.5304 | 130.4447 | 130.4962 | -49.4696 | -49.5553 | -49.5038 |  | 0.8686 | 1.0518 | 0.93672 | 0.86879 | 1.0518 | 0.9366 | -4.7065 | -121.9715 | 126.4825 | -4.7062 | -121.9626 | 126.4738
Line11_12_13 | 0.0031488 | 0.0031083 | 0.0031006 | 0.0031489 | 0.0031083 | 0.0031007 | 0.00072719 | 0.00071782 | 0.00071606 | 0.0007272 | 0.00071783 | 0.00071607 | -0.00044858 | -0.00022819 | 0.00066901 | 0.00044868 | 0.00022829 | -0.00066892 | -0.00044489 | 0.00071966 | -4.7044e-05 | 0.00044499 | -0.00071958 | 4.714e-05 | 130.5303 | 130.4447 | 130.4961 | -49.4697 | -49.5553 | -49.5039 |  | 0.86879 | 1.0518 | 0.9366 | 0.86898 | 1.0517 | 0.93648 | -4.7062 | -121.9626 | 126.4738 | -4.7059 | -121.9537 | 126.4651
Line12_13_15 | 0 | 0 | 0 | 0 | 0 | 0 | 0 | 0 | 0 | 0 | 0 | 0 | 1.6002e-08 | 9.8411e-09 | -2.5482e-08 | -1.042e-08 | -6.9549e-09 | 1.7013e-08 | 1.7417e-08 | -2.688e-08 | 6.5523e-10 | -1.1859e-08 | 1.7795e-08 | -6.9516e-11 | 0 | 0 | 0 | 0 | 0 | 0 |  | 0.86898 | 1.0517 | 0.93648 | 0.86898 | 1.0517 | 0.93648 | -4.7059 | -121.9537 | 126.4651 | -4.7059 | -121.9537 | 126.4651
Line13_13_14 | 0.003149 | 0.0031084 | 0.0031008 | 0.003149 | 0.0031085 | 0.0031008 | 0.00072723 | 0.00071786 | 0.00071609 | 0.00072724 | 0.00071787 | 0.0007161 | -0.00044869 | -0.0002283 | 0.00066895 | 0.0004488 | 0.00022839 | -0.00066887 | -0.00044501 | 0.0007196 | -4.714e-05 | 0.00044512 | -0.00071952 | 4.7236e-05 | 130.5302 | 130.4446 | 130.496 | -49.4698 | -49.5554 | -49.504 |  | 0.86898 | 1.0517 | 0.93648 | 0.86917 | 1.0516 | 0.93637 | -4.7059 | -121.9537 | 126.4651 | -4.7055 | -121.9448 | 126.4564
Line14_15_16 | 0 | 0 | 0 | 0 | 0 | 0 | 0 | 0 | 0 | 0 | 0 | 0 | 1.0668e-08 | 6.5608e-09 | -1.6988e-08 | -5.0861e-09 | -3.6745e-09 | 8.5196e-09 | 1.1611e-08 | -1.792e-08 | 4.3682e-10 | -6.0539e-09 | 8.8352e-09 | 1.4889e-10 | 0 | 0 | 0 | 0 | 0 | 0 |  | 0.86898 | 1.0517 | 0.93648 | 0.86898 | 1.0517 | 0.93648 | -4.7059 | -121.9537 | 126.4651 | -4.7059 | -121.9537 | 126.4651
Line15_16_17 | 0 | 0 | 0 | 0 | 0 | 0 | 0 | 0 | 0 | 0 | 0 | 0 | 5.3341e-09 | 3.2804e-09 | -8.4939e-09 | 2.4794e-10 | -3.9416e-10 | 2.5667e-11 | 5.8055e-09 | -8.9601e-09 | 2.1841e-10 | -2.4833e-10 | -1.2489e-10 | 3.673e-10 | 0 | 0 | 0 | 0 | 0 | 0 |  | 0.86898 | 1.0517 | 0.93648 | 0.86898 | 1.0517 | 0.93648 | -4.7059 | -121.9537 | 126.4651 | -4.7059 | -121.9537 | 126.4651
Line16_4_18 | 0.028178 | 0 | 0 | 0.028178 | 0 | 0 | 0.0065075 | 0 | 0 | 0.0065075 | 0 | 0 | 0.0039828 | 3.3882e-09 | -8.5797e-09 | -0.0039701 | -3.9296e-10 | 2.7095e-11 | 0.0039833 | -9.0212e-09 | 1.4927e-10 | -0.0039701 | -1.2311e-10 | 3.6565e-10 | -49.7147 | 0 | 0 | 130.2853 | 0 | 0 |  | 0.8656 | 1.0517 | 0.93648 | 0.86278 | 1.0514 | 0.93611 | -4.7108 | -121.9534 | 126.4648 | -4.7147 | -121.9263 | 126.4383
Line17_5_19 | 0 | 0 | 0 | 0 | 0 | 0 | 0 | 0 | 0 | 0 | 0 | 0 | 5.3284e-09 | 3.3352e-09 | -8.5418e-09 | 2.5014e-10 | -3.9574e-10 | 2.3828e-11 | 5.8548e-09 | -8.9943e-09 | 1.7375e-10 | -2.4818e-10 | -1.2721e-10 | 3.6946e-10 | 0 | 0 | 0 | 0 | 0 | 0 |  | 0.86822 | 1.052 | 0.93696 | 0.86822 | 1.052 | 0.93696 | -4.7071 | -121.9893 | 126.4999 | -4.7071 | -121.9893 | 126.4999
Line1_1_3 | 0.0031487 | 0.0031082 | 0.0031005 | 0.0031488 | 0.0031082 | 0.0031005 | 0.00072717 | 0.0007178 | 0.00071603 | 0.00072717 | 0.00071781 | 0.00071604 | -0.00044827 | -0.0002279 | 0.00066926 | 0.00044837 | 0.000228 | -0.00066917 | -0.00044457 | 0.00071992 | -4.6756e-05 | 0.00044468 | -0.00071984 | 4.6853e-05 | 130.5304 | 130.4448 | 130.4962 | -49.4696 | -49.5552 | -49.5038 |  | 0.86822 | 1.052 | 0.93696 | 0.86841 | 1.0519 | 0.93684 | -4.7071 | -121.9893 | 126.4999 | -4.7068 | -121.9804 | 126.4912
Line2_1_4 | 0.024974 | 0.003124 | 0.0031114 | 0.024974 | 0.0031241 | 0.0031115 | 0.0057674 | 0.00072147 | 0.00071855 | 0.0057674 | 0.00072148 | 0.00071856 | 0.0035449 | -0.0002338 | 0.00067179 | -0.0035344 | 0.00023418 | -0.00067143 | 0.0035366 | 0.00072209 | -4.4306e-05 | -0.0035257 | -0.00072171 | 4.4695e-05 | -49.6402 | 130.0697 | 130.2732 | 130.3598 | -49.9303 | -49.7268 |  | 0.86822 | 1.052 | 0.93696 | 0.8656 | 1.0517 | 0.93648 | -4.7071 | -121.9893 | 126.4999 | -4.7108 | -121.9534 | 126.4648
Line3_1_5 | 0 | 0 | 0 | 0 | 0 | 0 | 0 | 0 | 0 | 0 | 0 | 0 | 1.0657e-08 | 6.6704e-09 | -1.7084e-08 | -5.0782e-09 | -3.731e-09 | 8.5657e-09 | 1.171e-08 | -1.7989e-08 | 3.475e-10 | -6.103e-09 | 8.8671e-09 | 1.9571e-10 | 0 | 0 | 0 | 0 | 0 | 0 |  | 0.86822 | 1.052 | 0.93696 | 0.86822 | 1.052 | 0.93696 | -4.7071 | -121.9893 | 126.4999 | -4.7071 | -121.9893 | 126.4999
Line4_2_6 | 0.0031567 | 0.0031161 | 0.0031084 | 0.0031568 | 0.0031161 | 0.0031084 | 0.00072902 | 0.00071962 | 0.00071784 | 0.00072902 | 0.00071963 | 0.00071785 | -0.00044845 | -0.00023029 | 0.00067097 | 0.00044855 | 0.00023039 | -0.00067089 | -0.00044687 | 0.00072111 | -4.5377e-05 | 0.00044697 | -0.00072102 | 4.5473e-05 | 130.3944 | 130.3082 | 130.3601 | -49.6056 | -49.6918 | -49.6399 |  | 0.86841 | 1.0519 | 0.93684 | 0.8686 | 1.0518 | 0.93672 | -4.7068 | -121.9804 | 126.4912 | -4.7066 | -121.9714 | 126.4825
Line5_6_7 | 0.0031568 | 0.0031161 | 0.0031084 | 0.0031568 | 0.0031161 | 0.0031084 | 0.00072902 | 0.00071963 | 0.00071785 | 0.00072903 | 0.00071964 | 0.00071786 | -0.00044855 | -0.00023039 | 0.00067089 | 0.00044865 | 0.00023049 | -0.0006708 | -0.00044697 | 0.00072102 | -4.5473e-05 | 0.00044708 | -0.00072094 | 4.557e-05 | 130.3944 | 130.3082 | 130.3601 | -49.6056 | -49.6918 | -49.6399 |  | 0.8686 | 1.0518 | 0.93672 | 0.86879 | 1.0518 | 0.9366 | -4.7066 | -121.9714 | 126.4825 | -4.7063 | -121.9625 | 126.4738
Line6_7_8 | 0 | 0 | 0 | 0 | 0 | 0 | 0 | 0 | 0 | 0 | 0 | 0 | 1.5998e-08 | 9.8818e-09 | -2.5518e-08 | -1.0417e-08 | -6.9824e-09 | 1.7037e-08 | 1.7453e-08 | -2.6906e-08 | 6.2222e-10 | -1.1884e-08 | 1.7812e-08 | -4.6975e-11 | 0 | 0 | 0 | 0 | 0 | 0 |  | 0.86879 | 1.0518 | 0.9366 | 0.86879 | 1.0518 | 0.9366 | -4.7063 | -121.9625 | 126.4738 | -4.7063 | -121.9625 | 126.4738
Line7_8_9 | 0 | 0 | 0 | 0 | 0 | 0 | 0 | 0 | 0 | 0 | 0 | 0 | 5.3328e-09 | 3.2939e-09 | -8.5058e-09 | 2.4848e-10 | -3.9455e-10 | 2.5214e-11 | 5.8178e-09 | -8.9687e-09 | 2.0741e-10 | -2.483e-10 | -1.2546e-10 | 3.6784e-10 | 0 | 0 | 0 | 0 | 0 | 0 |  | 0.86879 | 1.0518 | 0.9366 | 0.86879 | 1.0518 | 0.9366 | -4.7063 | -121.9625 | 126.4738 | -4.7063 | -121.9625 | 126.4738
Line8_8_10 | 0 | 0 | 0 | 0 | 0 | 0 | 0 | 0 | 0 | 0 | 0 | 0 | 5.3328e-09 | 3.2939e-09 | -8.5058e-09 | 2.4848e-10 | -3.9455e-10 | 2.5214e-11 | 5.8178e-09 | -8.9687e-09 | 2.0741e-10 | -2.483e-10 | -1.2546e-10 | 3.6784e-10 | 0 | 0 | 0 | 0 | 0 | 0 |  | 0.86879 | 1.0518 | 0.9366 | 0.86879 | 1.0518 | 0.9366 | -4.7063 | -121.9625 | 126.4738 | -4.7063 | -121.9625 | 126.4738
Line9_3_11 | 0.0031488 | 0.0031082 | 0.0031005 | 0.0031488 | 0.0031082 | 0.0031006 | 0.00072717 | 0.00071781 | 0.00071604 | 0.00072718 | 0.00071782 | 0.00071605 | -0.00044837 | -0.000228 | 0.00066917 | 0.00044847 | 0.00022809 | -0.00066909 | -0.00044468 | 0.00071984 | -4.6852e-05 | 0.00044478 | -0.00071975 | 4.6948e-05 | 130.5304 | 130.4447 | 130.4962 | -49.4696 | -49.5553 | -49.5038 |  | 0.86841 | 1.0519 | 0.93684 | 0.8686 | 1.0518 | 0.93672 | -4.7068 | -121.9804 | 126.4912 | -4.7065 | -121.9715 | 126.4825

## LG_min_fault_10
name | pf_ikss_a_from_ka | pf_ikss_b_from_ka | pf_ikss_c_from_ka | pf_ikss_a_to_ka | pf_ikss_b_to_ka | pf_ikss_c_to_ka | pf_skss_a_from_mw | pf_skss_b_from_mw | pf_skss_c_from_mw | pf_skss_a_to_mw | pf_skss_b_to_mw | pf_skss_c_to_mw | pf_p_a_from_mw | pf_p_b_from_mw | pf_p_c_from_mw | pf_p_a_to_mw | pf_p_b_to_mw | pf_p_c_to_mw | pf_q_a_from_mvar | pf_q_b_from_mvar | pf_q_c_from_mvar | pf_q_a_to_mvar | pf_q_b_to_mvar | pf_q_c_to_mvar | pf_ikss_a_from_degree | pf_ikss_b_from_degree | pf_ikss_c_from_degree | pf_ikss_a_to_degree | pf_ikss_b_to_degree | pf_ikss_c_to_degree | 3xI0 | pf_vm_a_from_pu | pf_vm_b_from_pu | pf_vm_c_from_pu | pf_vm_a_to_pu | pf_vm_b_to_pu | pf_vm_c_to_pu | pf_va_a_from_degree | pf_va_b_from_degree | pf_va_c_from_degree | pf_va_a_to_degree | pf_va_b_to_degree | pf_va_c_to_degree
Line0_1_2 | 0.0029905 | 0.002952 | 0.0029447 | 0.0029906 | 0.002952 | 0.0029448 | 0.00069064 | 0.00068174 | 0.00068005 | 0.00069065 | 0.00068175 | 0.00068006 | -0.0004024 | -0.0002066 | 0.00060228 | 0.00040249 | 0.00020669 | -0.0006022 | -0.00040097 | 0.00064728 | -4.064e-05 | 0.00040107 | -0.0006472 | 4.0726e-05 | 130.3945 | 130.3082 | 130.3601 | -49.6055 | -49.6918 | -49.6399 |  | 0.82252 | 0.99665 | 0.88764 | 0.82271 | 0.99657 | 0.88753 | -4.7071 | -121.9893 | 126.4999 | -4.7068 | -121.9804 | 126.4912
Line10_11_12 | 0.0029831 | 0.0029446 | 0.0029374 | 0.0029831 | 0.0029447 | 0.0029374 | 0.00068891 | 0.00068004 | 0.00067836 | 0.00068892 | 0.00068004 | 0.00067837 | -0.00040251 | -0.00020472 | 0.00060051 | 0.0004026 | 0.0002048 | -0.00060044 | -0.00039919 | 0.00064598 | -4.2136e-05 | 0.00039929 | -0.0006459 | 4.2222e-05 | 130.5304 | 130.4447 | 130.4962 | -49.4696 | -49.5553 | -49.5038 |  | 0.82289 | 0.99648 | 0.88742 | 0.82307 | 0.9964 | 0.88731 | -4.7065 | -121.9715 | 126.4825 | -4.7062 | -121.9626 | 126.4738
Line11_12_13 | 0.0029831 | 0.0029447 | 0.0029374 | 0.0029831 | 0.0029447 | 0.0029375 | 0.00068892 | 0.00068004 | 0.00067837 | 0.00068893 | 0.00068005 | 0.00067838 | -0.0004026 | -0.0002048 | 0.00060044 | 0.00040269 | 0.00020489 | -0.00060036 | -0.00039929 | 0.0006459 | -4.2222e-05 | 0.00039938 | -0.00064582 | 4.2308e-05 | 130.5303 | 130.4447 | 130.4961 | -49.4697 | -49.5553 | -49.5039 |  | 0.82307 | 0.9964 | 0.88731 | 0.82325 | 0.99631 | 0.8872 | -4.7062 | -121.9626 | 126.4738 | -4.7059 | -121.9537 | 126.4651
Line12_13_15 | 0 | 0 | 0 | 0 | 0 | 0 | 0 | 0 | 0 | 0 | 0 | 0 | 1.4362e-08 | 8.8325e-09 | -2.287e-08 | -9.3522e-09 | -6.2421e-09 | 1.527e-08 | 1.5632e-08 | -2.4125e-08 | 5.8807e-10 | -1.0644e-08 | 1.5971e-08 | -6.2391e-11 | 0 | 0 | 0 | 0 | 0 | 0 |  | 0.82325 | 0.99631 | 0.8872 | 0.82325 | 0.99631 | 0.8872 | -4.7059 | -121.9537 | 126.4651 | -4.7059 | -121.9537 | 126.4651
Line13_13_14 | 0.0029833 | 0.0029448 | 0.0029376 | 0.0029833 | 0.0029449 | 0.0029376 | 0.00068895 | 0.00068008 | 0.0006784 | 0.00068896 | 0.00068009 | 0.00067841 | -0.00040271 | -0.0002049 | 0.00060039 | 0.0004028 | 0.00020498 | -0.00060031 | -0.0003994 | 0.00064585 | -4.2309e-05 | 0.0003995 | -0.00064577 | 4.2395e-05 | 130.5302 | 130.4446 | 130.496 | -49.4698 | -49.5554 | -49.504 |  | 0.82325 | 0.99631 | 0.8872 | 0.82343 | 0.99623 | 0.88708 | -4.7059 | -121.9537 | 126.4651 | -4.7055 | -121.9448 | 126.4564
Line14_15_16 | 0 | 0 | 0 | 0 | 0 | 0 | 0 | 0 | 0 | 0 | 0 | 0 | 9.5747e-09 | 5.8883e-09 | -1.5247e-08 | -4.5648e-09 | -3.2979e-09 | 7.6464e-09 | 1.0421e-08 | -1.6084e-08 | 3.9205e-10 | -5.4334e-09 | 7.9297e-09 | 1.3363e-10 | 0 | 0 | 0 | 0 | 0 | 0 |  | 0.82325 | 0.99631 | 0.8872 | 0.82325 | 0.99631 | 0.8872 | -4.7059 | -121.9537 | 126.4651 | -4.7059 | -121.9537 | 126.4651
Line15_16_17 | 0 | 0 | 0 | 0 | 0 | 0 | 0 | 0 | 0 | 0 | 0 | 0 | 4.7874e-09 | 2.9442e-09 | -7.6233e-09 | 2.2253e-10 | -3.5376e-10 | 2.3036e-11 | 5.2105e-09 | -8.0418e-09 | 1.9602e-10 | -2.2288e-10 | -1.1209e-10 | 3.2966e-10 | 0 | 0 | 0 | 0 | 0 | 0 |  | 0.82325 | 0.99631 | 0.8872 | 0.82325 | 0.99631 | 0.8872 | -4.7059 | -121.9537 | 126.4651 | -4.7059 | -121.9537 | 126.4651
Line16_4_18 | 0.026695 | 0 | 0 | 0.026695 | 0 | 0 | 0.006165 | 0 | 0 | 0.006165 | 0 | 0 | 0.0035746 | 3.0409e-09 | -7.7004e-09 | -0.0035632 | -3.5268e-10 | 2.4318e-11 | 0.003575 | -8.0966e-09 | 1.3397e-10 | -0.0035632 | -1.1049e-10 | 3.2817e-10 | -49.7147 | 0 | 0 | 130.2853 | 0 | 0 |  | 0.82004 | 0.99631 | 0.88719 | 0.81737 | 0.99606 | 0.88685 | -4.7108 | -121.9534 | 126.4648 | -4.7147 | -121.9263 | 126.4383
Line17_5_19 | 0 | 0 | 0 | 0 | 0 | 0 | 0 | 0 | 0 | 0 | 0 | 0 | 4.7823e-09 | 2.9934e-09 | -7.6663e-09 | 2.2451e-10 | -3.5518e-10 | 2.1386e-11 | 5.2548e-09 | -8.0725e-09 | 1.5594e-10 | -2.2274e-10 | -1.1417e-10 | 3.3159e-10 | 0 | 0 | 0 | 0 | 0 | 0 |  | 0.82252 | 0.99665 | 0.88764 | 0.82252 | 0.99665 | 0.88764 | -4.7071 | -121.9893 | 126.4999 | -4.7071 | -121.9893 | 126.4999
Line1_1_3 | 0.002983 | 0.0029446 | 0.0029373 | 0.002983 | 0.0029446 | 0.0029374 | 0.00068889 | 0.00068002 | 0.00067834 | 0.0006889 | 0.00068003 | 0.00067835 | -0.00040233 | -0.00020454 | 0.00060066 | 0.00040242 | 0.00020463 | -0.00060059 | -0.000399 | 0.00064614 | -4.1964e-05 | 0.0003991 | -0.00064606 | 4.2051e-05 | 130.5304 | 130.4448 | 130.4962 | -49.4696 | -49.5552 | -49.5038 |  | 0.82252 | 0.99665 | 0.88764 | 0.82271 | 0.99657 | 0.88753 | -4.7071 | -121.9893 | 126.4999 | -4.7068 | -121.9804 | 126.4912
Line2_1_4 | 0.023659 | 0.0029596 | 0.0029477 | 0.023659 | 0.0029597 | 0.0029477 | 0.0054638 | 0.00068349 | 0.00068073 | 0.0054638 | 0.0006835 | 0.00068074 | 0.0031816 | -0.00020984 | 0.00060294 | -0.0031721 | 0.00021017 | -0.00060261 | 0.0031741 | 0.00064808 | -3.9765e-05 | -0.0031643 | -0.00064774 | 4.0114e-05 | -49.6402 | 130.0697 | 130.2732 | 130.3598 | -49.9303 | -49.7268 |  | 0.82252 | 0.99665 | 0.88764 | 0.82004 | 0.99631 | 0.88719 | -4.7071 | -121.9893 | 126.4999 | -4.7108 | -121.9534 | 126.4648
Line3_1_5 | 0 | 0 | 0 | 0 | 0 | 0 | 0 | 0 | 0 | 0 | 0 | 0 | 9.5645e-09 | 5.9868e-09 | -1.5333e-08 | -4.5577e-09 | -3.3486e-09 | 7.6877e-09 | 1.051e-08 | -1.6145e-08 | 3.1188e-10 | -5.4775e-09 | 7.9583e-09 | 1.7565e-10 | 0 | 0 | 0 | 0 | 0 | 0 |  | 0.82252 | 0.99665 | 0.88764 | 0.82252 | 0.99665 | 0.88764 | -4.7071 | -121.9893 | 126.4999 | -4.7071 | -121.9893 | 126.4999
Line4_2_6 | 0.0029906 | 0.002952 | 0.0029448 | 0.0029906 | 0.0029521 | 0.0029448 | 0.00069065 | 0.00068175 | 0.00068006 | 0.00069065 | 0.00068176 | 0.00068007 | -0.00040249 | -0.00020669 | 0.0006022 | 0.00040258 | 0.00020678 | -0.00060213 | -0.00040107 | 0.0006472 | -4.0726e-05 | 0.00040116 | -0.00064712 | 4.0813e-05 | 130.3944 | 130.3082 | 130.3601 | -49.6056 | -49.6918 | -49.6399 |  | 0.82271 | 0.99657 | 0.88753 | 0.82289 | 0.99648 | 0.88742 | -4.7068 | -121.9804 | 126.4912 | -4.7066 | -121.9714 | 126.4825
Line5_6_7 | 0.0029906 | 0.0029521 | 0.0029448 | 0.0029907 | 0.0029521 | 0.0029448 | 0.00069065 | 0.00068176 | 0.00068007 | 0.00069066 | 0.00068176 | 0.00068008 | -0.00040258 | -0.00020678 | 0.00060213 | 0.00040267 | 0.00020686 | -0.00060205 | -0.00040116 | 0.00064712 | -4.0812e-05 | 0.00040126 | -0.00064704 | 4.0899e-05 | 130.3944 | 130.3082 | 130.3601 | -49.6056 | -49.6918 | -49.6399 |  | 0.82289 | 0.99648 | 0.88742 | 0.82307 | 0.9964 | 0.88731 | -4.7066 | -121.9714 | 126.4825 | -4.7063 | -121.9625 | 126.4738
Line6_7_8 | 0 | 0 | 0 | 0 | 0 | 0 | 0 | 0 | 0 | 0 | 0 | 0 | 1.4359e-08 | 8.869e-09 | -2.2902e-08 | -9.3494e-09 | -6.2668e-09 | 1.5291e-08 | 1.5664e-08 | -2.4148e-08 | 5.5845e-10 | -1.0666e-08 | 1.5986e-08 | -4.2161e-11 | 0 | 0 | 0 | 0 | 0 | 0 |  | 0.82307 | 0.9964 | 0.88731 | 0.82307 | 0.9964 | 0.88731 | -4.7063 | -121.9625 | 126.4738 | -4.7063 | -121.9625 | 126.4738
Line7_8_9 | 0 | 0 | 0 | 0 | 0 | 0 | 0 | 0 | 0 | 0 | 0 | 0 | 4.7862e-09 | 2.9563e-09 | -7.6341e-09 | 2.2302e-10 | -3.5411e-10 | 2.263e-11 | 5.2215e-09 | -8.0495e-09 | 1.8615e-10 | -2.2285e-10 | -1.126e-10 | 3.3014e-10 | 0 | 0 | 0 | 0 | 0 | 0 |  | 0.82307 | 0.9964 | 0.88731 | 0.82307 | 0.9964 | 0.88731 | -4.7063 | -121.9625 | 126.4738 | -4.7063 | -121.9625 | 126.4738
Line8_8_10 | 0 | 0 | 0 | 0 | 0 | 0 | 0 | 0 | 0 | 0 | 0 | 0 | 4.7862e-09 | 2.9563e-09 | -7.6341e-09 | 2.2302e-10 | -3.5411e-10 | 2.263e-11 | 5.2215e-09 | -8.0495e-09 | 1.8615e-10 | -2.2285e-10 | -1.126e-10 | 3.3014e-10 | 0 | 0 | 0 | 0 | 0 | 0 |  | 0.82307 | 0.9964 | 0.88731 | 0.82307 | 0.9964 | 0.88731 | -4.7063 | -121.9625 | 126.4738 | -4.7063 | -121.9625 | 126.4738
Line9_3_11 | 0.002983 | 0.0029446 | 0.0029374 | 0.0029831 | 0.0029446 | 0.0029374 | 0.0006889 | 0.00068003 | 0.00067835 | 0.00068891 | 0.00068004 | 0.00067836 | -0.00040242 | -0.00020463 | 0.00060059 | 0.00040251 | 0.00020472 | -0.00060051 | -0.0003991 | 0.00064606 | -4.205e-05 | 0.00039919 | -0.00064598 | 4.2136e-05 | 130.5304 | 130.4447 | 130.4962 | -49.4696 | -49.5553 | -49.5038 |  | 0.82271 | 0.99657 | 0.88753 | 0.82289 | 0.99648 | 0.88742 | -4.7068 | -121.9804 | 126.4912 | -4.7065 | -121.9715 | 126.4825

## LLG_max_6
name | pf_ikss_a_from_ka | pf_ikss_b_from_ka | pf_ikss_c_from_ka | pf_ikss_a_to_ka | pf_ikss_b_to_ka | pf_ikss_c_to_ka | pf_skss_a_from_mw | pf_skss_b_from_mw | pf_skss_c_from_mw | pf_skss_a_to_mw | pf_skss_b_to_mw | pf_skss_c_to_mw | pf_p_a_from_mw | pf_p_b_from_mw | pf_p_c_from_mw | pf_p_a_to_mw | pf_p_b_to_mw | pf_p_c_to_mw | pf_q_a_from_mvar | pf_q_b_from_mvar | pf_q_c_from_mvar | pf_q_a_to_mvar | pf_q_b_to_mvar | pf_q_c_to_mvar | pf_ikss_a_from_degree | pf_ikss_b_from_degree | pf_ikss_c_from_degree | pf_ikss_a_to_degree | pf_ikss_b_to_degree | pf_ikss_c_to_degree | 3xI0 | pf_vm_a_from_pu | pf_vm_b_from_pu | pf_vm_c_from_pu | pf_vm_a_to_pu | pf_vm_b_to_pu | pf_vm_c_to_pu | pf_va_a_from_degree | pf_va_b_from_degree | pf_va_c_from_degree | pf_va_a_to_degree | pf_va_b_to_degree | pf_va_c_to_degree
Line0_1_2 | 0.19197 | 0.5129 | 0.55737 | 0.19197 | 0.5129 | 0.55737 | 0.044334 | 0.11845 | 0.12872 | 0.044335 | 0.11845 | 0.12872 | 0.0099757 | 0.027244 | -0.083559 | -0.009944 | -0.026438 | 0.086786 | 0.057144 | -0.07313 | -0.038851 | -0.057123 | 0.077321 | 0.042768 | -77.8131 | -43.3908 | -106.0007 | 102.1869 | 136.6092 | 73.9993 |  | 1.3084 | 0.65885 | 0.71589 | 1.3078 | 0.68988 | 0.75165 | 2.2845 | -112.9585 | 98.9352 | 2.3117 | -114.5141 | 100.2333
Line10_11_12 | 0.17725 | 0.46436 | 0.49764 | 0.17725 | 0.46436 | 0.49764 | 0.040934 | 0.10724 | 0.11493 | 0.040934 | 0.10724 | 0.11493 | 0.013395 | 0.02191 | -0.080777 | -0.013387 | -0.021234 | 0.083368 | 0.051768 | -0.073533 | -0.038668 | -0.051726 | 0.076943 | 0.041767 | -73.2145 | -42.183 | -104.3092 | 106.7855 | 137.817 | 75.6909 |  | 1.3063 | 0.71549 | 0.77925 | 1.3053 | 0.74431 | 0.81136 | 2.2785 | -115.5908 | 101.2713 | 2.2755 | -116.7555 | 102.3018
Line11_12_13 | 0.17725 | 0.46436 | 0.49764 | 0.17725 | 0.46436 | 0.49764 | 0.040934 | 0.10724 | 0.11493 | 0.040934 | 0.10724 | 0.11493 | 0.013387 | 0.021234 | -0.083368 | -0.013379 | -0.020557 | 0.085958 | 0.051726 | -0.076943 | -0.041767 | -0.051684 | 0.080353 | 0.044867 | -73.2145 | -42.183 | -104.3092 | 106.7855 | 137.817 | 75.6909 |  | 1.3053 | 0.74431 | 0.81136 | 1.3043 | 0.77342 | 0.84371 | 2.2755 | -116.7555 | 102.3018 | 2.2724 | -117.8329 | 103.2534
Line12_13_15 | 0 | 0 | 0 | 0 | 0 | 0 | 0 | 0 | 0 | 0 | 0 | 0 | -1.3732e-08 | -3.9528e-08 | 5.3071e-08 | 7.9346e-09 | 2.7134e-08 | -3.488e-08 | -8.3157e-08 | 3.3141e-08 | 1.9368e-09 | 5.5637e-08 | -2.1981e-08 | -2.2272e-09 | 0 | 0 | 0 | 0 | 0 | 0 |  | 1.3043 | 0.77342 | 0.84371 | 1.3043 | 0.77342 | 0.84371 | 2.2724 | -117.8329 | 103.2534 | 2.2724 | -117.8329 | 103.2534
Line13_13_14 | 0.17725 | 0.46436 | 0.49764 | 0.17725 | 0.46436 | 0.49764 | 0.040934 | 0.10724 | 0.11493 | 0.040934 | 0.10724 | 0.11493 | 0.013379 | 0.020557 | -0.085958 | -0.013371 | -0.01988 | 0.088549 | 0.051685 | -0.080353 | -0.044867 | -0.051643 | 0.083763 | 0.047966 | -73.2145 | -42.1831 | -104.3091 | 106.7855 | 137.8169 | 75.6909 |  | 1.3043 | 0.77342 | 0.84371 | 1.3032 | 0.80278 | 0.87627 | 2.2724 | -117.8329 | 103.2534 | 2.2694 | -118.8319 | 104.1346
Line14_15_16 | 0 | 0 | 0 | 0 | 0 | 0 | 0 | 0 | 0 | 0 | 0 | 0 | -9.1545e-09 | -2.6352e-08 | 3.5381e-08 | 3.3574e-09 | 1.3958e-08 | -1.719e-08 | -5.5438e-08 | 2.2094e-08 | 1.2912e-09 | 2.7918e-08 | -1.0934e-08 | -1.5816e-09 | 0 | 0 | 0 | 0 | 0 | 0 |  | 1.3043 | 0.77342 | 0.84371 | 1.3043 | 0.77342 | 0.84371 | 2.2724 | -117.8329 | 103.2534 | 2.2724 | -117.8329 | 103.2534
Line15_16_17 | 0 | 0 | 0 | 0 | 0 | 0 | 0 | 0 | 0 | 0 | 0 | 0 | -4.5772e-09 | -1.3176e-08 | 1.769e-08 | -1.2198e-09 | 7.8221e-10 | 5.0043e-10 | -2.7719e-08 | 1.1047e-08 | 6.4561e-10 | 1.991e-10 | 1.126e-10 | -9.3595e-10 | 0 | 0 | 0 | 0 | 0 | 0 |  | 1.3043 | 0.77342 | 0.84371 | 1.3043 | 0.77342 | 0.84371 | 2.2724 | -117.8329 | 103.2534 | 2.2724 | -117.8329 | 103.2534
Line16_4_18 | 0 | 3.8608 | 4.319 | 0 | 3.8608 | 4.319 | 0 | 0.89161 | 0.99743 | 0 | 0.89161 | 0.99743 | -8.3867e-10 | 0.098591 | 0.21611 | -7.1089e-10 | 7.7719e-14 | 3.5222e-14 | -4.005e-08 | 0.30504 | 0.32437 | 3.3634e-10 | 8.7266e-15 | 8.4235e-15 | 0 | 172.8682 | 43.7833 | 0 | -7.1318 | -136.2167 |  | 1.2619 | 0.35955 | 0.39077 | 1.2078 | 0 | 0 | 3.2992 | -115.0429 | 100.1093 | 4.148 | 0 | 0
Line17_5_19 | 0 | 0 | 0 | 0 | 0 | 0 | 0 | 0 | 0 | 0 | 0 | 0 | -2.9633e-09 | -1.5741e-08 | 1.8329e-08 | -1.2438e-09 | 9.258e-10 | 6.9282e-10 | -3.4712e-08 | 9.0162e-09 | 8.9116e-10 | 2.008e-10 | 3.1095e-10 | -9.9064e-10 | 0 | 0 | 0 | 0 | 0 | 0 |  | 1.3084 | 0.65885 | 0.71589 | 1.3084 | 0.65885 | 0.71589 | 2.2845 | -112.9585 | 98.9352 | 2.2845 | -112.9585 | 98.9352
Line1_1_3 | 0.17725 | 0.46436 | 0.49764 | 0.17725 | 0.46436 | 0.49764 | 0.040934 | 0.10724 | 0.11493 | 0.040934 | 0.10724 | 0.11493 | 0.013411 | 0.023264 | -0.075596 | -0.013403 | -0.022587 | 0.078187 | 0.051852 | -0.066714 | -0.03247 | -0.05181 | 0.070124 | 0.035569 | -73.2144 | -42.183 | -104.3092 | 106.7856 | 137.817 | 75.6908 |  | 1.3084 | 0.65885 | 0.71589 | 1.3074 | 0.68699 | 0.74742 | 2.2845 | -112.9585 | 98.9352 | 2.2815 | -114.3289 | 100.1528
Line2_1_4 | 0.20252 | 3.1676 | 3.4926 | 0.20252 | 3.1676 | 3.4926 | 0.046771 | 0.73153 | 0.80657 | 0.046771 | 0.73153 | 0.80657 | -0.019854 | 0.18653 | 0.2939 | 0.020133 | -0.11055 | -0.15483 | 0.057886 | 0.44441 | 0.49703 | -0.05548 | -0.23866 | -0.27454 | -106.6464 | 179.8099 | 39.5312 | 73.3536 | -0.1901 | -140.4688 |  | 1.3084 | 0.65885 | 0.71589 | 1.2619 | 0.35955 | 0.39077 | 2.2845 | -112.9585 | 98.9352 | 3.2992 | -115.0429 | 100.1093
Line3_1_5 | 0 | 0 | 0 | 0 | 0 | 0 | 0 | 0 | 0 | 0 | 0 | 0 | -5.9267e-09 | -3.1482e-08 | 3.6659e-08 | 1.7196e-09 | 1.6667e-08 | -1.7637e-08 | -6.9424e-08 | 1.8032e-08 | 1.7823e-09 | 3.4913e-08 | -8.7052e-09 | -1.8818e-09 | 0 | 0 | 0 | 0 | 0 | 0 |  | 1.3084 | 0.65885 | 0.71589 | 1.3084 | 0.65885 | 0.71589 | 2.2845 | -112.9585 | 98.9352 | 2.2845 | -112.9585 | 98.9352
Line4_2_6 | 0.19197 | 0.5129 | 0.55737 | 0.19197 | 0.5129 | 0.55737 | 0.044335 | 0.11845 | 0.12872 | 0.044335 | 0.11845 | 0.12872 | 0.009944 | 0.026438 | -0.086786 | -0.0099124 | -0.025632 | 0.090013 | 0.057123 | -0.077321 | -0.042768 | -0.057103 | 0.081512 | 0.046686 | -77.8131 | -43.3908 | -106.0007 | 102.1869 | 136.6092 | 73.9993 |  | 1.3078 | 0.68988 | 0.75165 | 1.3073 | 0.72138 | 0.78776 | 2.3117 | -114.5141 | 100.2333 | 2.3391 | -115.9349 | 101.413
Line5_6_7 | 0.19197 | 0.5129 | 0.55737 | 0.19197 | 0.5129 | 0.55737 | 0.044335 | 0.11845 | 0.12872 | 0.044335 | 0.11845 | 0.12872 | 0.0099124 | 0.025632 | -0.090013 | -0.0098808 | -0.024826 | 0.093241 | 0.057103 | -0.081512 | -0.046686 | -0.057082 | 0.085704 | 0.050604 | -77.8131 | -43.3908 | -106.0007 | 102.1869 | 136.6092 | 73.9993 |  | 1.3073 | 0.72138 | 0.78776 | 1.3067 | 0.75329 | 0.82417 | 2.3391 | -115.9349 | 101.413 | 2.3664 | -117.2361 | 102.4889
Line6_7_8 | 0 | 0 | 0 | 0 | 0 | 0 | 0 | 0 | 0 | 0 | 0 | 0 | -1.3416e-08 | -4.0906e-08 | 5.3969e-08 | 7.7101e-09 | 2.8086e-08 | -3.5444e-08 | -8.7072e-08 | 3.2779e-08 | 1.8183e-09 | 5.8255e-08 | -2.1713e-08 | -2.1669e-09 | 0 | 0 | 0 | 0 | 0 | 0 |  | 1.3067 | 0.75329 | 0.82417 | 1.3067 | 0.75329 | 0.82417 | 2.3664 | -117.2361 | 102.4889 | 2.3664 | -117.2361 | 102.4889
Line7_8_9 | 0 | 0 | 0 | 0 | 0 | 0 | 0 | 0 | 0 | 0 | 0 | 0 | -4.4721e-09 | -1.3635e-08 | 1.799e-08 | -1.2341e-09 | 8.1616e-10 | 5.3539e-10 | -2.9024e-08 | 1.0926e-08 | 6.0609e-10 | 2.0771e-10 | 1.3985e-10 | -9.5475e-10 | 0 | 0 | 0 | 0 | 0 | 0 |  | 1.3067 | 0.75329 | 0.82417 | 1.3067 | 0.75329 | 0.82417 | 2.3664 | -117.2361 | 102.4889 | 2.3664 | -117.2361 | 102.4889
Line8_8_10 | 0 | 0 | 0 | 0 | 0 | 0 | 0 | 0 | 0 | 0 | 0 | 0 | -4.4721e-09 | -1.3635e-08 | 1.799e-08 | -1.2341e-09 | 8.1616e-10 | 5.3539e-10 | -2.9024e-08 | 1.0926e-08 | 6.0609e-10 | 2.0771e-10 | 1.3985e-10 | -9.5475e-10 | 0 | 0 | 0 | 0 | 0 | 0 |  | 1.3067 | 0.75329 | 0.82417 | 1.3067 | 0.75329 | 0.82417 | 2.3664 | -117.2361 | 102.4889 | 2.3664 | -117.2361 | 102.4889
Line9_3_11 | 0.17725 | 0.46436 | 0.49764 | 0.17725 | 0.46436 | 0.49764 | 0.040934 | 0.10724 | 0.11493 | 0.040934 | 0.10724 | 0.11493 | 0.013403 | 0.022587 | -0.078187 | -0.013395 | -0.02191 | 0.080777 | 0.05181 | -0.070124 | -0.035569 | -0.051768 | 0.073533 | 0.038668 | -73.2145 | -42.183 | -104.3092 | 106.7855 | 137.817 | 75.6908 |  | 1.3074 | 0.68699 | 0.74742 | 1.3063 | 0.71549 | 0.77925 | 2.2815 | -114.3289 | 100.1528 | 2.2785 | -115.5908 | 101.2713

## LLG_max_10
name | pf_ikss_a_from_ka | pf_ikss_b_from_ka | pf_ikss_c_from_ka | pf_ikss_a_to_ka | pf_ikss_b_to_ka | pf_ikss_c_to_ka | pf_skss_a_from_mw | pf_skss_b_from_mw | pf_skss_c_from_mw | pf_skss_a_to_mw | pf_skss_b_to_mw | pf_skss_c_to_mw | pf_p_a_from_mw | pf_p_b_from_mw | pf_p_c_from_mw | pf_p_a_to_mw | pf_p_b_to_mw | pf_p_c_to_mw | pf_q_a_from_mvar | pf_q_b_from_mvar | pf_q_c_from_mvar | pf_q_a_to_mvar | pf_q_b_to_mvar | pf_q_c_to_mvar | pf_ikss_a_from_degree | pf_ikss_b_from_degree | pf_ikss_c_from_degree | pf_ikss_a_to_degree | pf_ikss_b_to_degree | pf_ikss_c_to_degree | 3xI0 | pf_vm_a_from_pu | pf_vm_b_from_pu | pf_vm_c_from_pu | pf_vm_a_to_pu | pf_vm_b_to_pu | pf_vm_c_to_pu | pf_va_a_from_degree | pf_va_b_from_degree | pf_va_c_from_degree | pf_va_a_to_degree | pf_va_b_to_degree | pf_va_c_to_degree
Line0_1_2 | 0.19691 | 0.5233 | 0.57076 | 0.19691 | 0.5233 | 0.57076 | 0.045474 | 0.12085 | 0.13181 | 0.045474 | 0.12085 | 0.13181 | 0.0098438 | 0.028577 | -0.088295 | -0.0098023 | -0.027747 | 0.091681 | 0.061685 | -0.077064 | -0.041052 | -0.061663 | 0.08144 | 0.045168 | -78.6432 | -43.304 | -106.3943 | 101.3568 | 136.696 | 73.6057 |  | 1.3737 | 0.68012 | 0.73871 | 1.373 | 0.71194 | 0.77537 | 2.2899 | -112.9579 | 98.5412 | 2.3243 | -114.4897 | 99.8335
Line10_11_12 | 0.1823 | 0.47553 | 0.51176 | 0.1823 | 0.47553 | 0.51176 | 0.0421 | 0.10982 | 0.11819 | 0.0421 | 0.10982 | 0.11819 | 0.013512 | 0.023128 | -0.085671 | -0.013496 | -0.022426 | 0.088412 | 0.056135 | -0.077721 | -0.041094 | -0.056092 | 0.081308 | 0.044379 | -74.1663 | -42.1325 | -104.7522 | 105.8337 | 137.8675 | 75.2478 |  | 1.3715 | 0.73839 | 0.80396 | 1.3704 | 0.76803 | 0.83702 | 2.2998 | -115.5607 | 100.8736 | 2.3047 | -116.7128 | 101.9025
Line11_12_13 | 0.1823 | 0.47553 | 0.51176 | 0.1823 | 0.47553 | 0.51176 | 0.0421 | 0.10982 | 0.11819 | 0.0421 | 0.10982 | 0.11819 | 0.013496 | 0.022426 | -0.088412 | -0.013481 | -0.021724 | 0.091152 | 0.056092 | -0.081308 | -0.044379 | -0.056048 | 0.084896 | 0.047664 | -74.1663 | -42.1325 | -104.7522 | 105.8337 | 137.8675 | 75.2478 |  | 1.3704 | 0.76803 | 0.83702 | 1.3693 | 0.79797 | 0.87034 | 2.3047 | -116.7128 | 101.9025 | 2.3097 | -117.7789 | 102.8531
Line12_13_15 | 0 | 0 | 0 | 0 | 0 | 0 | 0 | 0 | 0 | 0 | 0 | 0 | -1.4882e-08 | -4.3958e-08 | 5.8534e-08 | 8.5645e-09 | 3.0187e-08 | -3.8446e-08 | -9.3582e-08 | 3.6327e-08 | 2.0691e-09 | 6.2611e-08 | -2.4094e-08 | -2.4143e-09 | 0 | 0 | 0 | 0 | 0 | 0 |  | 1.3693 | 0.79797 | 0.87034 | 1.3693 | 0.79797 | 0.87034 | 2.3097 | -117.7789 | 102.8531 | 2.3097 | -117.7789 | 102.8531
Line13_13_14 | 0.1823 | 0.47553 | 0.51176 | 0.1823 | 0.47553 | 0.51176 | 0.0421 | 0.10982 | 0.11819 | 0.0421 | 0.10982 | 0.11819 | 0.013481 | 0.021724 | -0.091152 | -0.013465 | -0.021023 | 0.093893 | 0.056048 | -0.084896 | -0.047664 | -0.056004 | 0.088484 | 0.050949 | -74.1663 | -42.1325 | -104.7522 | 105.8337 | 137.8675 | 75.2478 |  | 1.3693 | 0.79797 | 0.87034 | 1.3682 | 0.82815 | 0.90387 | 2.3097 | -117.7789 | 102.8531 | 2.3147 | -118.7675 | 103.7333
Line14_15_16 | 0 | 0 | 0 | 0 | 0 | 0 | 0 | 0 | 0 | 0 | 0 | 0 | -9.921e-09 | -2.9305e-08 | 3.9023e-08 | 3.604e-09 | 1.5534e-08 | -1.8935e-08 | -6.2388e-08 | 2.4218e-08 | 1.3794e-09 | 3.1417e-08 | -1.1984e-08 | -1.7246e-09 | 0 | 0 | 0 | 0 | 0 | 0 |  | 1.3693 | 0.79797 | 0.87034 | 1.3693 | 0.79797 | 0.87034 | 2.3097 | -117.7789 | 102.8531 | 2.3097 | -117.7789 | 102.8531
Line15_16_17 | 0 | 0 | 0 | 0 | 0 | 0 | 0 | 0 | 0 | 0 | 0 | 0 | -4.9605e-09 | -1.4653e-08 | 1.9511e-08 | -1.3565e-09 | 8.813e-10 | 5.7688e-10 | -3.1194e-08 | 1.2109e-08 | 6.8969e-10 | 2.2257e-10 | 1.2474e-10 | -1.0349e-09 | 0 | 0 | 0 | 0 | 0 | 0 |  | 1.3693 | 0.79797 | 0.87034 | 1.3693 | 0.79797 | 0.87034 | 2.3097 | -117.7789 | 102.8531 | 2.3097 | -117.7789 | 102.8531
Line16_4_18 | 0 | 3.9717 | 4.4421 | 0 | 3.9717 | 4.4421 | 0 | 0.91722 | 1.0259 | 0 | 0.91722 | 1.0259 | -8.6571e-10 | 0.10497 | 0.22847 | -8.1055e-10 | 1.3323e-13 | 9.5997e-14 | -4.4398e-08 | 0.32309 | 0.3438 | 3.6787e-10 | -4.479e-14 | -3.6983e-14 | 0 | 173.0005 | 43.3185 | 0 | -6.9995 | -136.6815 |  | 1.3261 | 0.37037 | 0.40238 | 1.2711 | 0 | 0 | 3.2843 | -114.9981 | 99.7122 | 4.1148 | 0 | 0
Line17_5_19 | 0 | 0 | 0 | 0 | 0 | 0 | 0 | 0 | 0 | 0 | 0 | 0 | -3.1888e-09 | -1.7293e-08 | 2.0066e-08 | -1.3828e-09 | 1.0264e-09 | 7.7205e-10 | -3.8702e-08 | 9.8372e-09 | 8.9942e-10 | 2.2138e-10 | 3.3631e-10 | -1.09e-09 | 0 | 0 | 0 | 0 | 0 | 0 |  | 1.3737 | 0.68012 | 0.73871 | 1.3737 | 0.68012 | 0.73871 | 2.2899 | -112.9579 | 98.5412 | 2.2899 | -112.9579 | 98.5412
Line1_1_3 | 0.1823 | 0.47553 | 0.51176 | 0.1823 | 0.47553 | 0.51176 | 0.0421 | 0.10982 | 0.11819 | 0.0421 | 0.10982 | 0.11819 | 0.013543 | 0.024532 | -0.08019 | -0.013528 | -0.02383 | 0.08293 | 0.056222 | -0.070546 | -0.034524 | -0.056179 | 0.074133 | 0.037809 | -74.1662 | -42.1325 | -104.7522 | 105.8337 | 137.8675 | 75.2478 |  | 1.3737 | 0.68012 | 0.73871 | 1.3726 | 0.70907 | 0.77118 | 2.2899 | -112.9579 | 98.5412 | 2.2949 | -114.3127 | 99.7567
Line2_1_4 | 0.20722 | 3.275 | 3.6111 | 0.20722 | 3.275 | 3.6111 | 0.047854 | 0.75633 | 0.83394 | 0.047854 | 0.75633 | 0.83394 | -0.021039 | 0.19908 | 0.3131 | 0.021351 | -0.11754 | -0.1646 | 0.062278 | 0.47431 | 0.53055 | -0.059759 | -0.25427 | -0.29242 | -106.3764 | 179.8111 | 39.0877 | 73.6236 | -0.18893 | -140.9123 |  | 1.3737 | 0.68012 | 0.73871 | 1.3261 | 0.37037 | 0.40238 | 2.2899 | -112.9579 | 98.5412 | 3.2843 | -114.9981 | 99.7122
Line3_1_5 | 0 | 0 | 0 | 0 | 0 | 0 | 0 | 0 | 0 | 0 | 0 | 0 | -6.3776e-09 | -3.4586e-08 | 4.0132e-08 | 1.806e-09 | 1.8319e-08 | -1.9294e-08 | -7.7403e-08 | 1.9674e-08 | 1.7988e-09 | 3.8923e-08 | -9.5009e-09 | -1.9894e-09 | 0 | 0 | 0 | 0 | 0 | 0 |  | 1.3737 | 0.68012 | 0.73871 | 1.3737 | 0.68012 | 0.73871 | 2.2899 | -112.9579 | 98.5412 | 2.2899 | -112.9579 | 98.5412
Line4_2_6 | 0.19691 | 0.5233 | 0.57076 | 0.19691 | 0.5233 | 0.57076 | 0.045474 | 0.12085 | 0.13181 | 0.045474 | 0.12085 | 0.13181 | 0.0098023 | 0.027747 | -0.091681 | -0.0097608 | -0.026917 | 0.095067 | 0.061663 | -0.08144 | -0.045168 | -0.061641 | 0.085817 | 0.049284 | -78.6432 | -43.304 | -106.3943 | 101.3568 | 136.696 | 73.6057 |  | 1.373 | 0.71194 | 0.77537 | 1.3724 | 0.74422 | 0.81238 | 2.3243 | -114.4897 | 99.8335 | 2.3587 | -115.8896 | 101.0087
Line5_6_7 | 0.19691 | 0.5233 | 0.57076 | 0.19691 | 0.5233 | 0.57076 | 0.045474 | 0.12085 | 0.13181 | 0.045474 | 0.12085 | 0.13181 | 0.0097608 | 0.026917 | -0.095067 | -0.0097194 | -0.026087 | 0.098453 | 0.061641 | -0.085817 | -0.049284 | -0.061618 | 0.090193 | 0.0534 | -78.6432 | -43.304 | -106.3943 | 101.3568 | 136.696 | 73.6057 |  | 1.3724 | 0.74422 | 0.81238 | 1.3718 | 0.77691 | 0.84971 | 2.3587 | -115.8896 | 101.0087 | 2.3931 | -117.1723 | 102.081
Line6_7_8 | 0 | 0 | 0 | 0 | 0 | 0 | 0 | 0 | 0 | 0 | 0 | 0 | -1.4483e-08 | -4.5414e-08 | 5.9423e-08 | 8.2837e-09 | 3.1193e-08 | -3.9002e-08 | -9.7853e-08 | 3.585e-08 | 1.9348e-09 | 6.5466e-08 | -2.3745e-08 | -2.3443e-09 | 0 | 0 | 0 | 0 | 0 | 0 |  | 1.3718 | 0.77691 | 0.84971 | 1.3718 | 0.77691 | 0.84971 | 2.3931 | -117.1723 | 102.081 | 2.3931 | -117.1723 | 102.081
Line7_8_9 | 0 | 0 | 0 | 0 | 0 | 0 | 0 | 0 | 0 | 0 | 0 | 0 | -4.8278e-09 | -1.5138e-08 | 1.9808e-08 | -1.3718e-09 | 9.1655e-10 | 6.1356e-10 | -3.2618e-08 | 1.195e-08 | 6.4493e-10 | 2.3102e-10 | 1.5458e-10 | -1.0544e-09 | 0 | 0 | 0 | 0 | 0 | 0 |  | 1.3718 | 0.77691 | 0.84971 | 1.3718 | 0.77691 | 0.84971 | 2.3931 | -117.1723 | 102.081 | 2.3931 | -117.1723 | 102.081
Line8_8_10 | 0 | 0 | 0 | 0 | 0 | 0 | 0 | 0 | 0 | 0 | 0 | 0 | -4.8278e-09 | -1.5138e-08 | 1.9808e-08 | -1.3718e-09 | 9.1655e-10 | 6.1356e-10 | -3.2618e-08 | 1.195e-08 | 6.4493e-10 | 2.3102e-10 | 1.5458e-10 | -1.0544e-09 | 0 | 0 | 0 | 0 | 0 | 0 |  | 1.3718 | 0.77691 | 0.84971 | 1.3718 | 0.77691 | 0.84971 | 2.3931 | -117.1723 | 102.081 | 2.3931 | -117.1723 | 102.081
Line9_3_11 | 0.1823 | 0.47553 | 0.51176 | 0.1823 | 0.47553 | 0.51176 | 0.0421 | 0.10982 | 0.11819 | 0.0421 | 0.10982 | 0.11819 | 0.013528 | 0.02383 | -0.08293 | -0.013512 | -0.023128 | 0.085671 | 0.056179 | -0.074133 | -0.037809 | -0.056135 | 0.077721 | 0.041094 | -74.1663 | -42.1325 | -104.7522 | 105.8337 | 137.8675 | 75.2478 |  | 1.3726 | 0.70907 | 0.77118 | 1.3715 | 0.73839 | 0.80396 | 2.2949 | -114.3127 | 99.7567 | 2.2998 | -115.5607 | 100.8736

## LLG_max_fault_6
name | pf_ikss_a_from_ka | pf_ikss_b_from_ka | pf_ikss_c_from_ka | pf_ikss_a_to_ka | pf_ikss_b_to_ka | pf_ikss_c_to_ka | pf_skss_a_from_mw | pf_skss_b_from_mw | pf_skss_c_from_mw | pf_skss_a_to_mw | pf_skss_b_to_mw | pf_skss_c_to_mw | pf_p_a_from_mw | pf_p_b_from_mw | pf_p_c_from_mw | pf_p_a_to_mw | pf_p_b_to_mw | pf_p_c_to_mw | pf_q_a_from_mvar | pf_q_b_from_mvar | pf_q_c_from_mvar | pf_q_a_to_mvar | pf_q_b_to_mvar | pf_q_c_to_mvar | pf_ikss_a_from_degree | pf_ikss_b_from_degree | pf_ikss_c_from_degree | pf_ikss_a_to_degree | pf_ikss_b_to_degree | pf_ikss_c_to_degree | 3xI0 | pf_vm_a_from_pu | pf_vm_b_from_pu | pf_vm_c_from_pu | pf_vm_a_to_pu | pf_vm_b_to_pu | pf_vm_c_to_pu | pf_va_a_from_degree | pf_va_b_from_degree | pf_va_c_from_degree | pf_va_a_to_degree | pf_va_b_to_degree | pf_va_c_to_degree
Line0_1_2 | 0.11694 | 0.12346 | 0.11979 | 0.11694 | 0.12346 | 0.11979 | 0.027007 | 0.028512 | 0.027664 | 0.027007 | 0.028512 | 0.027664 | -0.0010913 | -0.0018514 | -0.0028719 | 0.0012266 | 0.0020003 | 0.0030202 | -0.029354 | -0.030787 | -0.02986 | 0.029632 | 0.031088 | 0.030146 | 92.331 | -26.5016 | -144.5997 | -87.669 | 153.4984 | 35.4003 |  | 1.0877 | 1.0817 | 1.0844 | 1.0982 | 1.0926 | 1.0952 | 0.20191 | -119.943 | 119.9066 | -0.039289 | -120.1831 | 119.6791
Line10_11_12 | 0.10431 | 0.11011 | 0.10664 | 0.10431 | 0.11011 | 0.10664 | 0.024089 | 0.025429 | 0.024629 | 0.024089 | 0.025429 | 0.024629 | -0.0010788 | -0.0018438 | -0.0027289 | 0.0011863 | 0.0019623 | 0.0028465 | -0.026629 | -0.02794 | -0.027043 | 0.026851 | 0.028179 | 0.027269 | 92.0915 | -26.5944 | -144.7357 | -87.9085 | 153.4056 | 35.2643 |  | 1.1064 | 1.1011 | 1.1036 | 1.1157 | 1.1108 | 1.1132 | -0.22848 | -120.37 | 119.502 | -0.43827 | -120.5779 | 119.3049
Line11_12_13 | 0.10431 | 0.11011 | 0.10664 | 0.10431 | 0.11011 | 0.10664 | 0.024089 | 0.025429 | 0.024629 | 0.024089 | 0.025429 | 0.024629 | -0.0011863 | -0.0019623 | -0.0028465 | 0.0012937 | 0.0020809 | 0.0029642 | -0.026851 | -0.028179 | -0.027269 | 0.027072 | 0.028419 | 0.027496 | 92.0915 | -26.5944 | -144.7357 | -87.9085 | 153.4056 | 35.2643 |  | 1.1157 | 1.1108 | 1.1132 | 1.1251 | 1.1205 | 1.1229 | -0.43827 | -120.5779 | 119.3049 | -0.64456 | -120.7822 | 119.1113
Line12_13_15 | 0 | 0 | 0 | 0 | 0 | 0 | 0 | 0 | 0 | 0 | 0 | 0 | 3.8758e-10 | 7.1944e-10 | 1.5958e-09 | -5.6848e-10 | -7.6987e-10 | -1.3645e-09 | -3.4454e-10 | 8.8952e-10 | -2.5994e-11 | 1.8097e-10 | -6.5191e-10 | -4.9723e-11 | 0 | 0 | 0 | 0 | 0 | 0 |  | 1.1251 | 1.1205 | 1.1229 | 1.1251 | 1.1205 | 1.1229 | -0.64456 | -120.7822 | 119.1113 | -0.64456 | -120.7822 | 119.1113
Line13_13_14 | 0.10431 | 0.11011 | 0.10664 | 0.10431 | 0.11011 | 0.10664 | 0.024089 | 0.025429 | 0.024629 | 0.024089 | 0.025429 | 0.024629 | -0.0012937 | -0.0020809 | -0.0029642 | 0.0014012 | 0.0021994 | 0.0030818 | -0.027072 | -0.028419 | -0.027496 | 0.027293 | 0.028658 | 0.027722 | 92.0915 | -26.5944 | -144.7357 | -87.9085 | 153.4056 | 35.2643 |  | 1.1251 | 1.1205 | 1.1229 | 1.1345 | 1.1303 | 1.1325 | -0.64456 | -120.7822 | 119.1113 | -0.84744 | -120.9831 | 118.9209
Line14_15_16 | 0 | 0 | 0 | 0 | 0 | 0 | 0 | 0 | 0 | 0 | 0 | 0 | 2.5839e-10 | 4.7963e-10 | 1.0639e-09 | -4.3929e-10 | -5.3006e-10 | -8.3253e-10 | -2.2969e-10 | 5.9302e-10 | -1.7329e-11 | 6.6118e-11 | -3.5541e-10 | -5.8388e-11 | 0 | 0 | 0 | 0 | 0 | 0 |  | 1.1251 | 1.1205 | 1.1229 | 1.1251 | 1.1205 | 1.1229 | -0.64456 | -120.7822 | 119.1113 | -0.64456 | -120.7822 | 119.1113
Line15_16_17 | 0 | 0 | 0 | 0 | 0 | 0 | 0 | 0 | 0 | 0 | 0 | 0 | 1.2919e-10 | 2.3981e-10 | 5.3193e-10 | -3.101e-10 | -2.9025e-10 | -3.006e-10 | -1.1485e-10 | 2.9651e-10 | -8.6647e-12 | -4.8729e-11 | -5.8898e-11 | -6.7052e-11 | 0 | 0 | 0 | 0 | 0 | 0 |  | 1.1251 | 1.1205 | 1.1229 | 1.1251 | 1.1205 | 1.1229 | -0.64456 | -120.7822 | 119.1113 | -0.64456 | -120.7822 | 119.1113
Line16_4_18 | 0 | 0.035581 | 0.035643 | 0 | 0.035581 | 0.035643 | 0 | 0.008217 | 0.0082313 | 0 | 0.008217 | 0.0082313 | -1.7896e-11 | 0.0063378 | 0.0063673 | -1.9896e-10 | -0.0063299 | -0.006352 | -2.7707e-10 | 0.0063549 | 0.0063734 | 4.97e-12 | -0.0063299 | -0.006352 | 0 | -165.2113 | 74.7479 | 0 | 14.7887 | -105.2521 |  | 1.0999 | 1.0923 | 1.0945 | 1.0994 | 1.0894 | 1.0913 | 0.076549 | -120.1341 | 119.7756 | 0.067279 | -120.2113 | 119.7479
Line17_5_19 | 0 | 0 | 0 | 0 | 0 | 0 | 0 | 0 | 0 | 0 | 0 | 0 | -4.4539e-11 | 3.7799e-11 | 4.195e-10 | -1.5024e-10 | -1.2592e-10 | -1.366e-10 | -2.3033e-10 | 2.7105e-10 | -5.5368e-11 | 1.4757e-11 | 4.1452e-12 | -6.8077e-12 | 0 | 0 | 0 | 0 | 0 | 0 |  | 1.0877 | 1.0817 | 1.0844 | 1.0877 | 1.0817 | 1.0844 | 0.20191 | -119.943 | 119.9066 | 0.20191 | -119.943 | 119.9066
Line1_1_3 | 0.10431 | 0.11011 | 0.10664 | 0.10431 | 0.11011 | 0.10664 | 0.024089 | 0.025429 | 0.024629 | 0.024089 | 0.025429 | 0.024629 | -0.00086392 | -0.0016068 | -0.0024936 | 0.00097137 | 0.0017253 | 0.0026113 | -0.026187 | -0.027461 | -0.026589 | 0.026408 | 0.0277 | 0.026816 | 92.0915 | -26.5944 | -144.7357 | -87.9085 | 153.4056 | 35.2643 |  | 1.0877 | 1.0817 | 1.0844 | 1.097 | 1.0914 | 1.094 | 0.20191 | -119.943 | 119.9066 | -0.015118 | -120.1584 | 119.7025
Line2_1_4 | 0.13179 | 0.11162 | 0.10811 | 0.13179 | 0.11162 | 0.10811 | 0.030435 | 0.025778 | 0.024966 | 0.030435 | 0.025778 | 0.024966 | -0.0092639 | -0.003913 | -0.0050828 | 0.0094384 | 0.004044 | 0.0051916 | -0.03178 | -0.027609 | -0.026591 | 0.032117 | 0.027864 | 0.026827 | 106.4532 | -21.8762 | -139.2718 | -73.5468 | 158.1238 | 40.7282 |  | 1.0877 | 1.0817 | 1.0844 | 1.0999 | 1.0923 | 1.0945 | 0.20191 | -119.943 | 119.9066 | 0.076549 | -120.1341 | 119.7756
Line3_1_5 | 0 | 0 | 0 | 0 | 0 | 0 | 0 | 0 | 0 | 0 | 0 | 0 | -8.9078e-11 | 7.5598e-11 | 8.39e-10 | -1.0571e-10 | -1.6371e-10 | -5.561e-10 | -4.6066e-10 | 5.4209e-10 | -1.1074e-10 | 2.4509e-10 | -2.669e-10 | 4.856e-11 | 0 | 0 | 0 | 0 | 0 | 0 |  | 1.0877 | 1.0817 | 1.0844 | 1.0877 | 1.0817 | 1.0844 | 0.20191 | -119.943 | 119.9066 | 0.20191 | -119.943 | 119.9066
Line4_2_6 | 0.11694 | 0.12346 | 0.11979 | 0.11694 | 0.12346 | 0.11979 | 0.027007 | 0.028512 | 0.027664 | 0.027007 | 0.028512 | 0.027664 | -0.0012266 | -0.0020003 | -0.0030202 | 0.0013618 | 0.0021492 | 0.0031685 | -0.029632 | -0.031088 | -0.030146 | 0.02991 | 0.03139 | 0.030432 | 92.331 | -26.5016 | -144.5997 | -87.669 | 153.4984 | 35.4003 |  | 1.0982 | 1.0926 | 1.0952 | 1.1087 | 1.1035 | 1.106 | -0.039289 | -120.1831 | 119.6791 | -0.27592 | -120.4185 | 119.4562
Line5_6_7 | 0.11694 | 0.12346 | 0.11979 | 0.11694 | 0.12346 | 0.11979 | 0.027007 | 0.028512 | 0.027664 | 0.027007 | 0.028512 | 0.027664 | -0.0013618 | -0.0021492 | -0.0031685 | 0.0014971 | 0.0022982 | 0.0033168 | -0.02991 | -0.03139 | -0.030432 | 0.030188 | 0.031691 | 0.030717 | 92.331 | -26.5016 | -144.5997 | -87.669 | 153.4984 | 35.4003 |  | 1.1087 | 1.1035 | 1.106 | 1.1192 | 1.1144 | 1.1168 | -0.27592 | -120.4185 | 119.4562 | -0.50811 | -120.6493 | 119.2375
Line6_7_8 | 0 | 0 | 0 | 0 | 0 | 0 | 0 | 0 | 0 | 0 | 0 | 0 | 2.9601e-10 | 6.2392e-10 | 1.5444e-09 | -4.8142e-10 | -6.7936e-10 | -1.3036e-09 | -4.0149e-10 | 8.8289e-10 | -5.4736e-11 | 2.2945e-10 | -6.3721e-10 | -2.0728e-11 | 0 | 0 | 0 | 0 | 0 | 0 |  | 1.1192 | 1.1144 | 1.1168 | 1.1192 | 1.1144 | 1.1168 | -0.50811 | -120.6493 | 119.2375 | -0.50811 | -120.6493 | 119.2375
Line7_8_9 | 0 | 0 | 0 | 0 | 0 | 0 | 0 | 0 | 0 | 0 | 0 | 0 | 9.8669e-11 | 2.0797e-10 | 5.1481e-10 | -2.8408e-10 | -2.6341e-10 | -2.7396e-10 | -1.3383e-10 | 2.943e-10 | -1.8245e-11 | -3.8212e-11 | -4.862e-11 | -5.7218e-11 | 0 | 0 | 0 | 0 | 0 | 0 |  | 1.1192 | 1.1144 | 1.1168 | 1.1192 | 1.1144 | 1.1168 | -0.50811 | -120.6493 | 119.2375 | -0.50811 | -120.6493 | 119.2375
Line8_8_10 | 0 | 0 | 0 | 0 | 0 | 0 | 0 | 0 | 0 | 0 | 0 | 0 | 9.8669e-11 | 2.0797e-10 | 5.1481e-10 | -2.8408e-10 | -2.6341e-10 | -2.7396e-10 | -1.3383e-10 | 2.943e-10 | -1.8245e-11 | -3.8211e-11 | -4.862e-11 | -5.7218e-11 | 0 | 0 | 0 | 0 | 0 | 0 |  | 1.1192 | 1.1144 | 1.1168 | 1.1192 | 1.1144 | 1.1168 | -0.50811 | -120.6493 | 119.2375 | -0.50811 | -120.6493 | 119.2375
Line9_3_11 | 0.10431 | 0.11011 | 0.10664 | 0.10431 | 0.11011 | 0.10664 | 0.024089 | 0.025429 | 0.024629 | 0.024089 | 0.025429 | 0.024629 | -0.00097137 | -0.0017253 | -0.0026113 | 0.0010788 | 0.0018438 | 0.0027289 | -0.026408 | -0.0277 | -0.026816 | 0.026629 | 0.02794 | 0.027043 | 92.0915 | -26.5944 | -144.7357 | -87.9085 | 153.4056 | 35.2643 |  | 1.097 | 1.0914 | 1.094 | 1.1064 | 1.1011 | 1.1036 | -0.015118 | -120.1584 | 119.7025 | -0.22848 | -120.37 | 119.502

## LLG_max_fault_10
name | pf_ikss_a_from_ka | pf_ikss_b_from_ka | pf_ikss_c_from_ka | pf_ikss_a_to_ka | pf_ikss_b_to_ka | pf_ikss_c_to_ka | pf_skss_a_from_mw | pf_skss_b_from_mw | pf_skss_c_from_mw | pf_skss_a_to_mw | pf_skss_b_to_mw | pf_skss_c_to_mw | pf_p_a_from_mw | pf_p_b_from_mw | pf_p_c_from_mw | pf_p_a_to_mw | pf_p_b_to_mw | pf_p_c_to_mw | pf_q_a_from_mvar | pf_q_b_from_mvar | pf_q_c_from_mvar | pf_q_a_to_mvar | pf_q_b_to_mvar | pf_q_c_to_mvar | pf_ikss_a_from_degree | pf_ikss_b_from_degree | pf_ikss_c_from_degree | pf_ikss_a_to_degree | pf_ikss_b_to_degree | pf_ikss_c_to_degree | 3xI0 | pf_vm_a_from_pu | pf_vm_b_from_pu | pf_vm_c_from_pu | pf_vm_a_to_pu | pf_vm_b_to_pu | pf_vm_c_to_pu | pf_va_a_from_degree | pf_va_b_from_degree | pf_va_c_from_degree | pf_va_a_to_degree | pf_va_b_to_degree | pf_va_c_to_degree
Line0_1_2 | 0.11766 | 0.12452 | 0.12068 | 0.11766 | 0.12452 | 0.12068 | 0.027173 | 0.028756 | 0.02787 | 0.027173 | 0.028756 | 0.02787 | -0.0011551 | -0.0019901 | -0.0031133 | 0.001292 | 0.0021414 | 0.003264 | -0.030949 | -0.032529 | -0.031511 | 0.031231 | 0.032835 | 0.031801 | 92.3407 | -26.4476 | -144.4622 | -87.6593 | 153.5524 | 35.5378 |  | 1.1398 | 1.1333 | 1.1361 | 1.1503 | 1.1443 | 1.147 | 0.20333 | -119.9485 | 119.8953 | -0.028154 | -120.179 | 119.6775
Line10_11_12 | 0.10538 | 0.11151 | 0.10788 | 0.10538 | 0.11151 | 0.10788 | 0.024337 | 0.025752 | 0.024913 | 0.024337 | 0.025752 | 0.024913 | -0.0011385 | -0.0019796 | -0.0029589 | 0.0012481 | 0.0021011 | 0.0030795 | -0.028175 | -0.029624 | -0.028637 | 0.028401 | 0.02987 | 0.028869 | 92.1024 | -26.5369 | -144.5945 | -87.8976 | 153.4631 | 35.4055 |  | 1.1587 | 1.1529 | 1.1556 | 1.1681 | 1.1627 | 1.1654 | -0.21149 | -120.36 | 119.5063 | -0.41386 | -120.5606 | 119.3167
Line11_12_13 | 0.10538 | 0.11151 | 0.10788 | 0.10538 | 0.11151 | 0.10788 | 0.024337 | 0.025752 | 0.024913 | 0.024337 | 0.025752 | 0.024913 | -0.0012481 | -0.0021011 | -0.0030795 | 0.0013577 | 0.0022225 | 0.0032 | -0.028401 | -0.02987 | -0.028869 | 0.028627 | 0.030115 | 0.029101 | 92.1024 | -26.5369 | -144.5945 | -87.8976 | 153.4631 | 35.4055 |  | 1.1681 | 1.1627 | 1.1654 | 1.1776 | 1.1726 | 1.1751 | -0.41386 | -120.5606 | 119.3167 | -0.61298 | -120.7577 | 119.1303
Line12_13_15 | 0 | 0 | 0 | 0 | 0 | 0 | 0 | 0 | 0 | 0 | 0 | 0 | 3.817e-10 | 7.6126e-10 | 1.7737e-09 | -5.8986e-10 | -8.1998e-10 | -1.5068e-09 | -4.1481e-10 | 1.009e-09 | -4.4428e-11 | 2.2573e-10 | -7.3522e-10 | -4.2323e-11 | 0 | 0 | 0 | 0 | 0 | 0 |  | 1.1776 | 1.1726 | 1.1751 | 1.1776 | 1.1726 | 1.1751 | -0.61298 | -120.7577 | 119.1303 | -0.61298 | -120.7577 | 119.1303
Line13_13_14 | 0.10538 | 0.11151 | 0.10788 | 0.10538 | 0.11151 | 0.10788 | 0.024337 | 0.025752 | 0.024913 | 0.024337 | 0.025752 | 0.024913 | -0.0013577 | -0.0022225 | -0.0032 | 0.0014673 | 0.0023439 | 0.0033205 | -0.028627 | -0.030115 | -0.029101 | 0.028853 | 0.03036 | 0.029333 | 92.1024 | -26.5369 | -144.5945 | -87.8976 | 153.4631 | 35.4055 |  | 1.1776 | 1.1726 | 1.1751 | 1.1871 | 1.1824 | 1.1849 | -0.61298 | -120.7577 | 119.1303 | -0.80891 | -120.9516 | 118.947
Line14_15_16 | 0 | 0 | 0 | 0 | 0 | 0 | 0 | 0 | 0 | 0 | 0 | 0 | 2.5446e-10 | 5.075e-10 | 1.1825e-09 | -4.6263e-10 | -5.6623e-10 | -9.1559e-10 | -2.7654e-10 | 6.7267e-10 | -2.9619e-11 | 8.7457e-11 | -3.9888e-10 | -5.7133e-11 | 0 | 0 | 0 | 0 | 0 | 0 |  | 1.1776 | 1.1726 | 1.1751 | 1.1776 | 1.1726 | 1.1751 | -0.61298 | -120.7577 | 119.1303 | -0.61298 | -120.7577 | 119.1303
Line15_16_17 | 0 | 0 | 0 | 0 | 0 | 0 | 0 | 0 | 0 | 0 | 0 | 0 | 1.2723e-10 | 2.5375e-10 | 5.9124e-10 | -3.354e-10 | -3.1247e-10 | -3.2435e-10 | -1.3827e-10 | 3.3634e-10 | -1.4809e-11 | -5.0813e-11 | -6.2544e-11 | -7.1942e-11 | 0 | 0 | 0 | 0 | 0 | 0 |  | 1.1776 | 1.1726 | 1.1751 | 1.1776 | 1.1726 | 1.1751 | -0.61298 | -120.7577 | 119.1303 | -0.61298 | -120.7577 | 119.1303
Line16_4_18 | 0 | 0.037256 | 0.037325 | 0 | 0.037256 | 0.037325 | 0 | 0.008604 | 0.0086199 | 0 | 0.008604 | 0.0086199 | -3.0368e-11 | 0.0069489 | 0.0069826 | -2.1708e-10 | -0.0069402 | -0.0069658 | -3.1445e-10 | 0.0069676 | 0.0069894 | 5.7439e-12 | -0.0069402 | -0.0069658 | 0 | -165.2147 | 74.7388 | 0 | 14.7853 | -105.2612 |  | 1.152 | 1.1437 | 1.1462 | 1.1514 | 1.1407 | 1.1428 | 0.080125 | -120.1376 | 119.7665 | 0.070865 | -120.2147 | 119.7388
Line17_5_19 | 0 | 0 | 0 | 0 | 0 | 0 | 0 | 0 | 0 | 0 | 0 | 0 | -5.7033e-11 | 3.7877e-11 | 4.7432e-10 | -1.6622e-10 | -1.3836e-10 | -1.5059e-10 | -2.6287e-10 | 3.1099e-10 | -6.3211e-11 | 1.6314e-11 | 4.106e-12 | -8.3774e-12 | 0 | 0 | 0 | 0 | 0 | 0 |  | 1.1398 | 1.1333 | 1.1361 | 1.1398 | 1.1333 | 1.1361 | 0.20333 | -119.9485 | 119.8953 | 0.20333 | -119.9485 | 119.8953
Line1_1_3 | 0.10538 | 0.11151 | 0.10788 | 0.10538 | 0.11151 | 0.10788 | 0.024337 | 0.025752 | 0.024913 | 0.024337 | 0.025752 | 0.024913 | -0.0009192 | -0.0017368 | -0.0027179 | 0.0010288 | 0.0018582 | 0.0028384 | -0.027723 | -0.029133 | -0.028174 | 0.027949 | 0.029379 | 0.028405 | 92.1024 | -26.5369 | -144.5945 | -87.8976 | 153.4631 | 35.4055 |  | 1.1398 | 1.1333 | 1.1361 | 1.1492 | 1.1431 | 1.1459 | 0.20333 | -119.9485 | 119.8953 | -0.0057819 | -120.156 | 119.6991
Line2_1_4 | 0.13192 | 0.11086 | 0.10712 | 0.13192 | 0.11086 | 0.10712 | 0.030465 | 0.025603 | 0.024738 | 0.030465 | 0.025603 | 0.024738 | -0.0095507 | -0.0036725 | -0.0049503 | 0.0097256 | 0.0038021 | 0.0050566 | -0.033384 | -0.028782 | -0.027666 | 0.033721 | 0.029034 | 0.027899 | 106.1685 | -22.677 | -139.9603 | -73.8315 | 157.323 | 40.0397 |  | 1.1398 | 1.1333 | 1.1361 | 1.152 | 1.1437 | 1.1462 | 0.20333 | -119.9485 | 119.8953 | 0.080125 | -120.1376 | 119.7665
Line3_1_5 | 0 | 0 | 0 | 0 | 0 | 0 | 0 | 0 | 0 | 0 | 0 | 0 | -1.1407e-10 | 7.5754e-11 | 9.4865e-10 | -1.0919e-10 | -1.7623e-10 | -6.2491e-10 | -5.2574e-10 | 6.2197e-10 | -1.2642e-10 | 2.7918e-10 | -3.0688e-10 | 5.4834e-11 | 0 | 0 | 0 | 0 | 0 | 0 |  | 1.1398 | 1.1333 | 1.1361 | 1.1398 | 1.1333 | 1.1361 | 0.20333 | -119.9485 | 119.8953 | 0.20333 | -119.9485 | 119.8953
Line4_2_6 | 0.11766 | 0.12452 | 0.12068 | 0.11766 | 0.12452 | 0.12068 | 0.027173 | 0.028756 | 0.02787 | 0.027173 | 0.028756 | 0.02787 | -0.001292 | -0.0021414 | -0.003264 | 0.0014289 | 0.0022927 | 0.0034147 | -0.031231 | -0.032835 | -0.031801 | 0.031513 | 0.033141 | 0.032091 | 92.3407 | -26.4476 | -144.4622 | -87.6593 | 153.5524 | 35.5378 |  | 1.1503 | 1.1443 | 1.147 | 1.1609 | 1.1552 | 1.1579 | -0.028154 | -120.179 | 119.6775 | -0.25543 | -120.405 | 119.4639
Line5_6_7 | 0.11766 | 0.12452 | 0.12068 | 0.11766 | 0.12452 | 0.12068 | 0.027173 | 0.028756 | 0.02787 | 0.027173 | 0.028756 | 0.02787 | -0.0014289 | -0.0022927 | -0.0034147 | 0.0015657 | 0.002444 | 0.0035654 | -0.031513 | -0.033141 | -0.032091 | 0.031794 | 0.033447 | 0.03238 | 92.3407 | -26.4476 | -144.4622 | -87.6593 | 153.5524 | 35.5378 |  | 1.1609 | 1.1552 | 1.1579 | 1.1715 | 1.1662 | 1.1689 | -0.25543 | -120.405 | 119.4639 | -0.47859 | -120.6268 | 119.2543
Line6_7_8 | 0 | 0 | 0 | 0 | 0 | 0 | 0 | 0 | 0 | 0 | 0 | 0 | 2.8265e-10 | 6.5697e-10 | 1.7193e-09 | -4.9573e-10 | -7.2144e-10 | -1.4417e-09 | -4.7754e-10 | 1.0026e-09 | -7.4875e-11 | 2.7889e-10 | -7.1987e-10 | -1.1438e-11 | 0 | 0 | 0 | 0 | 0 | 0 |  | 1.1715 | 1.1662 | 1.1689 | 1.1715 | 1.1662 | 1.1689 | -0.47859 | -120.6268 | 119.2543 | -0.47859 | -120.6268 | 119.2543
Line7_8_9 | 0 | 0 | 0 | 0 | 0 | 0 | 0 | 0 | 0 | 0 | 0 | 0 | 9.4215e-11 | 2.1899e-10 | 5.7309e-10 | -3.073e-10 | -2.8346e-10 | -2.9554e-10 | -1.5918e-10 | 3.342e-10 | -2.4958e-11 | -3.9468e-11 | -5.1457e-11 | -6.1355e-11 | 0 | 0 | 0 | 0 | 0 | 0 |  | 1.1715 | 1.1662 | 1.1689 | 1.1715 | 1.1662 | 1.1689 | -0.47859 | -120.6268 | 119.2543 | -0.47859 | -120.6268 | 119.2543
Line8_8_10 | 0 | 0 | 0 | 0 | 0 | 0 | 0 | 0 | 0 | 0 | 0 | 0 | 9.4216e-11 | 2.1899e-10 | 5.7309e-10 | -3.073e-10 | -2.8346e-10 | -2.9554e-10 | -1.5918e-10 | 3.342e-10 | -2.4958e-11 | -3.9468e-11 | -5.1457e-11 | -6.1355e-11 | 0 | 0 | 0 | 0 | 0 | 0 |  | 1.1715 | 1.1662 | 1.1689 | 1.1715 | 1.1662 | 1.1689 | -0.47859 | -120.6268 | 119.2543 | -0.47859 | -120.6268 | 119.2543
Line9_3_11 | 0.10538 | 0.11151 | 0.10788 | 0.10538 | 0.11151 | 0.10788 | 0.024337 | 0.025752 | 0.024913 | 0.024337 | 0.025752 | 0.024913 | -0.0010288 | -0.0018582 | -0.0028384 | 0.0011385 | 0.0019796 | 0.0029589 | -0.027949 | -0.029379 | -0.028405 | 0.028175 | 0.029624 | 0.028637 | 92.1024 | -26.5369 | -144.5945 | -87.8976 | 153.4631 | 35.4055 |  | 1.1492 | 1.1431 | 1.1459 | 1.1587 | 1.1529 | 1.1556 | -0.0057819 | -120.156 | 119.6991 | -0.21149 | -120.36 | 119.5063

## LLG_min_6
name | pf_ikss_a_from_ka | pf_ikss_b_from_ka | pf_ikss_c_from_ka | pf_ikss_a_to_ka | pf_ikss_b_to_ka | pf_ikss_c_to_ka | pf_skss_a_from_mw | pf_skss_b_from_mw | pf_skss_c_from_mw | pf_skss_a_to_mw | pf_skss_b_to_mw | pf_skss_c_to_mw | pf_p_a_from_mw | pf_p_b_from_mw | pf_p_c_from_mw | pf_p_a_to_mw | pf_p_b_to_mw | pf_p_c_to_mw | pf_q_a_from_mvar | pf_q_b_from_mvar | pf_q_c_from_mvar | pf_q_a_to_mvar | pf_q_b_to_mvar | pf_q_c_to_mvar | pf_ikss_a_from_degree | pf_ikss_b_from_degree | pf_ikss_c_from_degree | pf_ikss_a_to_degree | pf_ikss_b_to_degree | pf_ikss_c_to_degree | 3xI0 | pf_vm_a_from_pu | pf_vm_b_from_pu | pf_vm_c_from_pu | pf_vm_a_to_pu | pf_vm_b_to_pu | pf_vm_c_to_pu | pf_va_a_from_degree | pf_va_b_from_degree | pf_va_c_from_degree | pf_va_a_to_degree | pf_va_b_to_degree | pf_va_c_to_degree
Line0_1_2 | 0.013514 | 0.011625 | 0.015965 | 0.013514 | 0.011625 | 0.015965 | 0.0031209 | 0.0026847 | 0.003687 | 0.0031209 | 0.0026847 | 0.003687 | -0.00018129 | 0.0013714 | -0.0022389 | 0.00018315 | -0.0013708 | 0.0022421 | 0.0044041 | -0.00083509 | 5.6468e-05 | -0.0044024 | 0.00083678 | -5.3854e-05 | -92.075 | -70.9477 | -99.4133 | 87.9251 | 109.052 | 80.5868 |  | 1.4123 | 0.59809 | 0.60743 | 1.4118 | 0.5982 | 0.6083 | 0.28223 | -102.2857 | 79.1419 | 0.3074 | -102.3498 | 79.2109
Line10_11_12 | 0.013481 | 0.011597 | 0.015923 | 0.013481 | 0.011597 | 0.015923 | 0.0031133 | 0.0026782 | 0.0036772 | 0.0031133 | 0.0026783 | 0.0036772 | -0.00017319 | 0.001365 | -0.0022393 | 0.00017505 | -0.0013643 | 0.0022425 | 0.0043903 | -0.00083938 | 5.6246e-05 | -0.0043886 | 0.00084107 | -5.3645e-05 | -91.9268 | -70.8245 | -99.2814 | 88.0733 | 109.1752 | 80.7187 |  | 1.4113 | 0.59831 | 0.60916 | 1.4107 | 0.59842 | 0.61002 | 0.33235 | -102.4135 | 79.2797 | 0.35743 | -102.4774 | 79.3483
Line11_12_13 | 0.013481 | 0.011597 | 0.015923 | 0.013481 | 0.011597 | 0.015923 | 0.0031133 | 0.0026783 | 0.0036772 | 0.0031134 | 0.0026783 | 0.0036772 | -0.00017505 | 0.0013643 | -0.0022425 | 0.00017691 | -0.0013637 | 0.0022458 | 0.0043886 | -0.00084106 | 5.3644e-05 | -0.0043869 | 0.00084275 | -5.1043e-05 | -91.9268 | -70.8248 | -99.2814 | 88.0733 | 109.1749 | 80.7187 |  | 1.4107 | 0.59842 | 0.61002 | 1.4102 | 0.59853 | 0.61088 | 0.35743 | -102.4774 | 79.3483 | 0.38254 | -102.5412 | 79.4167
Line12_13_15 | 0 | 0 | 0 | 0 | 0 | 0 | 0 | 0 | 0 | 0 | 0 | 0 | 5.2063e-09 | -6.9899e-08 | 6.9063e-08 | -5.8506e-09 | 4.7275e-08 | -4.5794e-08 | -1.6461e-07 | 1.454e-08 | -1.0226e-08 | 1.0978e-07 | -9.0677e-09 | 5.4327e-09 | 0 | 0 | 0 | 0 | 0 | 0 |  | 1.4102 | 0.59853 | 0.61088 | 1.4102 | 0.59853 | 0.61088 | 0.38254 | -102.5412 | 79.4167 | 0.38254 | -102.5412 | 79.4167
Line13_13_14 | 0.013482 | 0.011598 | 0.015923 | 0.013482 | 0.011598 | 0.015924 | 0.0031135 | 0.0026784 | 0.0036773 | 0.0031135 | 0.0026785 | 0.0036774 | -0.00017691 | 0.0013637 | -0.0022458 | 0.00017877 | -0.0013631 | 0.0022491 | 0.0043871 | -0.00084276 | 5.1052e-05 | -0.0043854 | 0.00084444 | -4.8452e-05 | -91.9268 | -70.826 | -99.2811 | 88.0733 | 109.1738 | 80.719 |  | 1.4102 | 0.59853 | 0.61088 | 1.4097 | 0.59864 | 0.61175 | 0.38254 | -102.5412 | 79.4167 | 0.40767 | -102.605 | 79.4849
Line14_15_16 | 0 | 0 | 0 | 0 | 0 | 0 | 0 | 0 | 0 | 0 | 0 | 0 | 3.4709e-09 | -4.6599e-08 | 4.6042e-08 | -4.1151e-09 | 2.3975e-08 | -2.2773e-08 | -1.0974e-07 | 9.6932e-09 | -6.8171e-09 | 5.4904e-08 | -4.2211e-09 | 2.0242e-09 | 0 | 0 | 0 | 0 | 0 | 0 |  | 1.4102 | 0.59853 | 0.61088 | 1.4102 | 0.59853 | 0.61088 | 0.38254 | -102.5412 | 79.4167 | 0.38254 | -102.5412 | 79.4167
Line15_16_17 | 0 | 0 | 0 | 0 | 0 | 0 | 0 | 0 | 0 | 0 | 0 | 0 | 1.7354e-09 | -2.33e-08 | 2.3021e-08 | -2.3797e-09 | 6.7529e-10 | 2.4774e-10 | -5.4871e-08 | 4.8466e-09 | -3.4085e-09 | 3.2796e-11 | 6.2551e-10 | -1.3843e-09 | 0 | 0 | 0 | 0 | 0 | 0 |  | 1.4102 | 0.59853 | 0.61088 | 1.4102 | 0.59853 | 0.61088 | 0.38254 | -102.5412 | 79.4167 | 0.38254 | -102.5412 | 79.4167
Line16_4_18 | 0 | 2.4833 | 2.5461 | 0 | 2.4833 | 2.5461 | 0 | 0.57349 | 0.588 | 0 | 0.57349 | 0.588 | 2.2069e-09 | 0.11802 | 0.1248 | -2.3673e-09 | -3.4337e-14 | 1.8177e-14 | -5.5397e-08 | 0.12467 | 0.12827 | 3.797e-11 | -3.4696e-14 | 1.9918e-14 | 0 | -148.9538 | 33.4 | 0 | 31.0462 | -146.6 |  | 1.4101 | 0.29934 | 0.30437 | 1.4084 | 0 | 0 | 0.37598 | -102.3842 | 79.185 | 0.44346 | 0 | 0
Line17_5_19 | 0 | 0 | 0 | 0 | 0 | 0 | 0 | 0 | 0 | 0 | 0 | 0 | 1.9122e-09 | -2.3444e-08 | 2.3006e-08 | -2.3943e-09 | 6.7296e-10 | 2.4741e-10 | -5.5223e-08 | 4.6518e-09 | -3.4062e-09 | 2.4234e-11 | 6.339e-10 | -1.3842e-09 | 0 | 0 | 0 | 0 | 0 | 0 |  | 1.4123 | 0.59809 | 0.60743 | 1.4123 | 0.59809 | 0.60743 | 0.28223 | -102.2857 | 79.1419 | 0.28223 | -102.2857 | 79.1419
Line1_1_3 | 0.013481 | 0.011597 | 0.015922 | 0.013481 | 0.011597 | 0.015922 | 0.0031132 | 0.0026782 | 0.0036771 | 0.0031132 | 0.0026782 | 0.0036771 | -0.00016948 | 0.0013663 | -0.0022327 | 0.00017133 | -0.0013656 | 0.002236 | 0.0043936 | -0.00083602 | 6.1449e-05 | -0.0043919 | 0.0008377 | -5.8849e-05 | -91.9268 | -70.8239 | -99.2816 | 88.0732 | 109.1758 | 80.7185 |  | 1.4123 | 0.59809 | 0.60743 | 1.4118 | 0.5982 | 0.60829 | 0.28223 | -102.2857 | 79.1419 | 0.30728 | -102.3496 | 79.2109
Line2_1_4 | 0.013201 | 2.4818 | 2.5316 | 0.013201 | 2.4818 | 2.5316 | 0.0030486 | 0.57315 | 0.58464 | 0.0030486 | 0.57315 | 0.58464 | -0.00044223 | 0.23667 | 0.2469 | 0.00044854 | -0.11866 | -0.12362 | 0.0042829 | 0.24798 | 0.25527 | -0.0042755 | -0.12391 | -0.128 | -95.613 | -148.6226 | 33.187 | 84.3871 | 31.3774 | -146.813 |  | 1.4123 | 0.59809 | 0.60743 | 1.4101 | 0.29934 | 0.30437 | 0.28223 | -102.2857 | 79.1419 | 0.37598 | -102.3842 | 79.185
Line3_1_5 | 0 | 0 | 0 | 0 | 0 | 0 | 0 | 0 | 0 | 0 | 0 | 0 | 3.8244e-09 | -4.6887e-08 | 4.6011e-08 | -4.3065e-09 | 2.4117e-08 | -2.2758e-08 | -1.1045e-07 | 9.3036e-09 | -6.8124e-09 | 5.5247e-08 | -4.0179e-09 | 2.022e-09 | 0 | 0 | 0 | 0 | 0 | 0 |  | 1.4123 | 0.59809 | 0.60743 | 1.4123 | 0.59809 | 0.60743 | 0.28223 | -102.2857 | 79.1419 | 0.28223 | -102.2857 | 79.1419
Line4_2_6 | 0.013514 | 0.011625 | 0.015965 | 0.013514 | 0.011625 | 0.015965 | 0.0031209 | 0.0026847 | 0.003687 | 0.003121 | 0.0026847 | 0.003687 | -0.00018316 | 0.0013708 | -0.0022421 | 0.00018502 | -0.0013701 | 0.0022454 | 0.0044024 | -0.00083677 | 5.3852e-05 | -0.0044007 | 0.00083846 | -5.1237e-05 | -92.0749 | -70.948 | -99.4132 | 87.9251 | 109.0517 | 80.5869 |  | 1.4118 | 0.5982 | 0.6083 | 1.4113 | 0.59831 | 0.60916 | 0.3074 | -102.3498 | 79.2109 | 0.33259 | -102.4139 | 79.2797
Line5_6_7 | 0.013514 | 0.011625 | 0.015965 | 0.013514 | 0.011625 | 0.015966 | 0.003121 | 0.0026847 | 0.003687 | 0.003121 | 0.0026848 | 0.0036871 | -0.00018502 | 0.0013701 | -0.0022454 | 0.00018689 | -0.0013694 | 0.0022487 | 0.0044007 | -0.00083846 | 5.1236e-05 | -0.004399 | 0.00084015 | -4.8621e-05 | -92.0749 | -70.9483 | -99.4131 | 87.9251 | 109.0514 | 80.587 |  | 1.4113 | 0.59831 | 0.60916 | 1.4107 | 0.59842 | 0.61003 | 0.33259 | -102.4139 | 79.2797 | 0.3578 | -102.4779 | 79.3483
Line6_7_8 | 0 | 0 | 0 | 0 | 0 | 0 | 0 | 0 | 0 | 0 | 0 | 0 | 5.337e-09 | -7.0007e-08 | 6.9053e-08 | -5.9414e-09 | 4.7346e-08 | -4.5787e-08 | -1.6488e-07 | 1.4396e-08 | -1.0225e-08 | 1.0995e-07 | -8.9696e-09 | 5.4321e-09 | 0 | 0 | 0 | 0 | 0 | 0 |  | 1.4107 | 0.59842 | 0.61003 | 1.4107 | 0.59842 | 0.61003 | 0.3578 | -102.4779 | 79.3483 | 0.3578 | -102.4779 | 79.3483
Line7_8_9 | 0 | 0 | 0 | 0 | 0 | 0 | 0 | 0 | 0 | 0 | 0 | 0 | 1.779e-09 | -2.3336e-08 | 2.3018e-08 | -2.3834e-09 | 6.7472e-10 | 2.4765e-10 | -5.4959e-08 | 4.7986e-09 | -3.4082e-09 | 3.0687e-11 | 6.2758e-10 | -1.3843e-09 | 0 | 0 | 0 | 0 | 0 | 0 |  | 1.4107 | 0.59842 | 0.61003 | 1.4107 | 0.59842 | 0.61003 | 0.3578 | -102.4779 | 79.3483 | 0.3578 | -102.4779 | 79.3483
Line8_8_10 | 0 | 0 | 0 | 0 | 0 | 0 | 0 | 0 | 0 | 0 | 0 | 0 | 1.779e-09 | -2.3336e-08 | 2.3018e-08 | -2.3834e-09 | 6.7472e-10 | 2.4765e-10 | -5.4959e-08 | 4.7986e-09 | -3.4082e-09 | 3.0687e-11 | 6.2758e-10 | -1.3843e-09 | 0 | 0 | 0 | 0 | 0 | 0 |  | 1.4107 | 0.59842 | 0.61003 | 1.4107 | 0.59842 | 0.61003 | 0.3578 | -102.4779 | 79.3483 | 0.3578 | -102.4779 | 79.3483
Line9_3_11 | 0.013481 | 0.011597 | 0.015922 | 0.013481 | 0.011597 | 0.015923 | 0.0031132 | 0.0026782 | 0.0036771 | 0.0031133 | 0.0026782 | 0.0036772 | -0.00017134 | 0.0013656 | -0.002236 | 0.00017319 | -0.001365 | 0.0022393 | 0.0043919 | -0.0008377 | 5.8848e-05 | -0.0043903 | 0.00083938 | -5.6247e-05 | -91.9268 | -70.8242 | -99.2815 | 88.0733 | 109.1755 | 80.7186 |  | 1.4118 | 0.5982 | 0.60829 | 1.4113 | 0.59831 | 0.60916 | 0.30728 | -102.3496 | 79.2109 | 0.33235 | -102.4135 | 79.2797

## LLG_min_10
name | pf_ikss_a_from_ka | pf_ikss_b_from_ka | pf_ikss_c_from_ka | pf_ikss_a_to_ka | pf_ikss_b_to_ka | pf_ikss_c_to_ka | pf_skss_a_from_mw | pf_skss_b_from_mw | pf_skss_c_from_mw | pf_skss_a_to_mw | pf_skss_b_to_mw | pf_skss_c_to_mw | pf_p_a_from_mw | pf_p_b_from_mw | pf_p_c_from_mw | pf_p_a_to_mw | pf_p_b_to_mw | pf_p_c_to_mw | pf_q_a_from_mvar | pf_q_b_from_mvar | pf_q_c_from_mvar | pf_q_a_to_mvar | pf_q_b_to_mvar | pf_q_c_to_mvar | pf_ikss_a_from_degree | pf_ikss_b_from_degree | pf_ikss_c_from_degree | pf_ikss_a_to_degree | pf_ikss_b_to_degree | pf_ikss_c_to_degree | 3xI0 | pf_vm_a_from_pu | pf_vm_b_from_pu | pf_vm_c_from_pu | pf_vm_a_to_pu | pf_vm_b_to_pu | pf_vm_c_to_pu | pf_va_a_from_degree | pf_va_b_from_degree | pf_va_c_from_degree | pf_va_a_to_degree | pf_va_b_to_degree | pf_va_c_to_degree
Line0_1_2 | 0.012803 | 0.011013 | 0.015125 | 0.012803 | 0.011013 | 0.015125 | 0.0029567 | 0.0025434 | 0.0034929 | 0.0029567 | 0.0025434 | 0.003493 | -0.00016271 | 0.0012309 | -0.0020094 | 0.00016438 | -0.0012303 | 0.0020123 | 0.0039527 | -0.0007495 | 5.0681e-05 | -0.0039512 | 0.00075101 | -4.8334e-05 | -92.075 | -70.9477 | -99.4133 | 87.9251 | 109.052 | 80.5868 |  | 1.338 | 0.56661 | 0.57546 | 1.3375 | 0.56672 | 0.57628 | 0.28223 | -102.2857 | 79.1419 | 0.3074 | -102.3498 | 79.2109
Line10_11_12 | 0.012771 | 0.010987 | 0.015085 | 0.012772 | 0.010987 | 0.015085 | 0.0029494 | 0.0025373 | 0.0034836 | 0.0029495 | 0.0025373 | 0.0034837 | -0.00015544 | 0.0012251 | -0.0020097 | 0.00015711 | -0.0012245 | 0.0020127 | 0.0039403 | -0.00075335 | 5.0481e-05 | -0.0039388 | 0.00075486 | -4.8147e-05 | -91.9268 | -70.8245 | -99.2814 | 88.0733 | 109.1752 | 80.7187 |  | 1.337 | 0.56682 | 0.57709 | 1.3365 | 0.56692 | 0.57791 | 0.33235 | -102.4135 | 79.2797 | 0.35743 | -102.4774 | 79.3483
Line11_12_13 | 0.012772 | 0.010987 | 0.015085 | 0.012772 | 0.010987 | 0.015085 | 0.0029495 | 0.0025373 | 0.0034837 | 0.0029495 | 0.0025374 | 0.0034837 | -0.00015711 | 0.0012245 | -0.0020127 | 0.00015878 | -0.0012239 | 0.0020156 | 0.0039388 | -0.00075486 | 4.8146e-05 | -0.0039373 | 0.00075637 | -4.5812e-05 | -91.9268 | -70.8248 | -99.2814 | 88.0733 | 109.1749 | 80.7187 |  | 1.3365 | 0.56692 | 0.57791 | 1.336 | 0.56703 | 0.57873 | 0.35743 | -102.4774 | 79.3483 | 0.38254 | -102.5412 | 79.4167
Line12_13_15 | 0 | 0 | 0 | 0 | 0 | 0 | 0 | 0 | 0 | 0 | 0 | 0 | 4.6727e-09 | -6.2735e-08 | 6.1984e-08 | -5.2509e-09 | 4.2429e-08 | -4.1101e-08 | -1.4774e-07 | 1.305e-08 | -9.1775e-09 | 9.8525e-08 | -8.1383e-09 | 4.8759e-09 | 0 | 0 | 0 | 0 | 0 | 0 |  | 1.336 | 0.56703 | 0.57873 | 1.336 | 0.56703 | 0.57873 | 0.38254 | -102.5412 | 79.4167 | 0.38254 | -102.5412 | 79.4167
Line13_13_14 | 0.012772 | 0.010988 | 0.015085 | 0.012772 | 0.010988 | 0.015085 | 0.0029496 | 0.0025375 | 0.0034838 | 0.0029496 | 0.0025375 | 0.0034838 | -0.00015878 | 0.001224 | -0.0020157 | 0.00016045 | -0.0012234 | 0.0020186 | 0.0039374 | -0.00075638 | 4.582e-05 | -0.0039359 | 0.00075789 | -4.3486e-05 | -91.9268 | -70.826 | -99.2811 | 88.0733 | 109.1738 | 80.719 |  | 1.336 | 0.56703 | 0.57873 | 1.3355 | 0.56714 | 0.57955 | 0.38254 | -102.5412 | 79.4167 | 0.40767 | -102.605 | 79.4849
Line14_15_16 | 0 | 0 | 0 | 0 | 0 | 0 | 0 | 0 | 0 | 0 | 0 | 0 | 3.1151e-09 | -4.1823e-08 | 4.1323e-08 | -3.6934e-09 | 2.1518e-08 | -2.0439e-08 | -9.8495e-08 | 8.6997e-09 | -6.1184e-09 | 4.9277e-08 | -3.7885e-09 | 1.8167e-09 | 0 | 0 | 0 | 0 | 0 | 0 |  | 1.336 | 0.56703 | 0.57873 | 1.336 | 0.56703 | 0.57873 | 0.38254 | -102.5412 | 79.4167 | 0.38254 | -102.5412 | 79.4167
Line15_16_17 | 0 | 0 | 0 | 0 | 0 | 0 | 0 | 0 | 0 | 0 | 0 | 0 | 1.5576e-09 | -2.0912e-08 | 2.0661e-08 | -2.1358e-09 | 6.0608e-10 | 2.2235e-10 | -4.9248e-08 | 4.3499e-09 | -3.0592e-09 | 2.9435e-11 | 5.614e-10 | -1.2424e-09 | 0 | 0 | 0 | 0 | 0 | 0 |  | 1.336 | 0.56703 | 0.57873 | 1.336 | 0.56703 | 0.57873 | 0.38254 | -102.5412 | 79.4167 | 0.38254 | -102.5412 | 79.4167
Line16_4_18 | 0 | 2.3526 | 2.4121 | 0 | 2.3526 | 2.4121 | 0 | 0.5433 | 0.55705 | 0 | 0.5433 | 0.55705 | 1.9807e-09 | 0.10592 | 0.11201 | -2.1247e-09 | -3.2532e-14 | 1.8064e-14 | -4.9719e-08 | 0.11189 | 0.11512 | 3.4079e-11 | -3.498e-14 | 2.1721e-14 | 0 | -148.9538 | 33.4 | 0 | 31.0462 | -146.6 |  | 1.3359 | 0.28358 | 0.28835 | 1.3343 | 0 | 0 | 0.37598 | -102.3842 | 79.185 | 0.44346 | 0 | 0
Line17_5_19 | 0 | 0 | 0 | 0 | 0 | 0 | 0 | 0 | 0 | 0 | 0 | 0 | 1.7162e-09 | -2.1041e-08 | 2.0648e-08 | -2.1489e-09 | 6.0398e-10 | 2.2205e-10 | -4.9563e-08 | 4.175e-09 | -3.0571e-09 | 2.175e-11 | 5.6893e-10 | -1.2423e-09 | 0 | 0 | 0 | 0 | 0 | 0 |  | 1.338 | 0.56661 | 0.57546 | 1.338 | 0.56661 | 0.57546 | 0.28223 | -102.2857 | 79.1419 | 0.28223 | -102.2857 | 79.1419
Line1_1_3 | 0.012771 | 0.010986 | 0.015084 | 0.012771 | 0.010987 | 0.015084 | 0.0029493 | 0.0025372 | 0.0034835 | 0.0029494 | 0.0025372 | 0.0034836 | -0.00015211 | 0.0012263 | -0.0020039 | 0.00015377 | -0.0012257 | 0.0020068 | 0.0039433 | -0.00075034 | 5.5151e-05 | -0.0039418 | 0.00075185 | -5.2817e-05 | -91.9268 | -70.8239 | -99.2816 | 88.0732 | 109.1758 | 80.7185 |  | 1.338 | 0.56661 | 0.57546 | 1.3375 | 0.56672 | 0.57628 | 0.28223 | -102.2857 | 79.1419 | 0.30728 | -102.3496 | 79.2109
Line2_1_4 | 0.012506 | 2.3512 | 2.3983 | 0.012506 | 2.3512 | 2.3983 | 0.0028881 | 0.54298 | 0.55387 | 0.0028882 | 0.54298 | 0.55387 | -0.0003969 | 0.21241 | 0.22159 | 0.00040257 | -0.1065 | -0.11095 | 0.0038439 | 0.22256 | 0.2291 | -0.0038373 | -0.11121 | -0.11488 | -95.613 | -148.6226 | 33.187 | 84.3871 | 31.3774 | -146.813 |  | 1.338 | 0.56661 | 0.57546 | 1.3359 | 0.28358 | 0.28835 | 0.28223 | -102.2857 | 79.1419 | 0.37598 | -102.3842 | 79.185
Line3_1_5 | 0 | 0 | 0 | 0 | 0 | 0 | 0 | 0 | 0 | 0 | 0 | 0 | 3.4324e-09 | -4.2082e-08 | 4.1295e-08 | -3.8652e-09 | 2.1645e-08 | -2.0426e-08 | -9.9126e-08 | 8.35e-09 | -6.1142e-09 | 4.9585e-08 | -3.6061e-09 | 1.8148e-09 | 0 | 0 | 0 | 0 | 0 | 0 |  | 1.338 | 0.56661 | 0.57546 | 1.338 | 0.56661 | 0.57546 | 0.28223 | -102.2857 | 79.1419 | 0.28223 | -102.2857 | 79.1419
Line4_2_6 | 0.012803 | 0.011013 | 0.015125 | 0.012803 | 0.011013 | 0.015125 | 0.0029567 | 0.0025434 | 0.0034929 | 0.0029567 | 0.0025434 | 0.003493 | -0.00016438 | 0.0012303 | -0.0020123 | 0.00016606 | -0.0012297 | 0.0020153 | 0.0039512 | -0.00075101 | 4.8333e-05 | -0.0039496 | 0.00075253 | -4.5986e-05 | -92.0749 | -70.948 | -99.4132 | 87.9251 | 109.0517 | 80.5869 |  | 1.3375 | 0.56672 | 0.57628 | 1.337 | 0.56682 | 0.5771 | 0.3074 | -102.3498 | 79.2109 | 0.33259 | -102.4139 | 79.2797
Line5_6_7 | 0.012803 | 0.011013 | 0.015125 | 0.012803 | 0.011014 | 0.015125 | 0.0029567 | 0.0025434 | 0.003493 | 0.0029568 | 0.0025435 | 0.003493 | -0.00016606 | 0.0012297 | -0.0020153 | 0.00016773 | -0.0012291 | 0.0020182 | 0.0039496 | -0.00075253 | 4.5984e-05 | -0.0039481 | 0.00075404 | -4.3638e-05 | -92.0749 | -70.9483 | -99.4131 | 87.9251 | 109.0514 | 80.587 |  | 1.337 | 0.56682 | 0.5771 | 1.3365 | 0.56692 | 0.57792 | 0.33259 | -102.4139 | 79.2797 | 0.3578 | -102.4779 | 79.3483
Line6_7_8 | 0 | 0 | 0 | 0 | 0 | 0 | 0 | 0 | 0 | 0 | 0 | 0 | 4.79e-09 | -6.2831e-08 | 6.1975e-08 | -5.3324e-09 | 4.2493e-08 | -4.1094e-08 | -1.4798e-07 | 1.292e-08 | -9.1766e-09 | 9.868e-08 | -8.0503e-09 | 4.8753e-09 | 0 | 0 | 0 | 0 | 0 | 0 |  | 1.3365 | 0.56692 | 0.57792 | 1.3365 | 0.56692 | 0.57792 | 0.3578 | -102.4779 | 79.3483 | 0.3578 | -102.4779 | 79.3483
Line7_8_9 | 0 | 0 | 0 | 0 | 0 | 0 | 0 | 0 | 0 | 0 | 0 | 0 | 1.5967e-09 | -2.0944e-08 | 2.0658e-08 | -2.1391e-09 | 6.0557e-10 | 2.2227e-10 | -4.9326e-08 | 4.3068e-09 | -3.0589e-09 | 2.7542e-11 | 5.6326e-10 | -1.2424e-09 | 0 | 0 | 0 | 0 | 0 | 0 |  | 1.3365 | 0.56692 | 0.57792 | 1.3365 | 0.56692 | 0.57792 | 0.3578 | -102.4779 | 79.3483 | 0.3578 | -102.4779 | 79.3483
Line8_8_10 | 0 | 0 | 0 | 0 | 0 | 0 | 0 | 0 | 0 | 0 | 0 | 0 | 1.5967e-09 | -2.0944e-08 | 2.0658e-08 | -2.1391e-09 | 6.0557e-10 | 2.2227e-10 | -4.9326e-08 | 4.3068e-09 | -3.0589e-09 | 2.7542e-11 | 5.6326e-10 | -1.2424e-09 | 0 | 0 | 0 | 0 | 0 | 0 |  | 1.3365 | 0.56692 | 0.57792 | 1.3365 | 0.56692 | 0.57792 | 0.3578 | -102.4779 | 79.3483 | 0.3578 | -102.4779 | 79.3483
Line9_3_11 | 0.012771 | 0.010987 | 0.015084 | 0.012771 | 0.010987 | 0.015085 | 0.0029494 | 0.0025373 | 0.0034836 | 0.0029494 | 0.0025373 | 0.0034836 | -0.00015378 | 0.0012257 | -0.0020068 | 0.00015544 | -0.0012251 | 0.0020097 | 0.0039418 | -0.00075184 | 5.2816e-05 | -0.0039403 | 0.00075335 | -5.0482e-05 | -91.9268 | -70.8242 | -99.2815 | 88.0733 | 109.1755 | 80.7186 |  | 1.3375 | 0.56672 | 0.57628 | 1.337 | 0.56682 | 0.57709 | 0.30728 | -102.3496 | 79.2109 | 0.33235 | -102.4135 | 79.2797

## LLG_min_fault_6
name | pf_ikss_a_from_ka | pf_ikss_b_from_ka | pf_ikss_c_from_ka | pf_ikss_a_to_ka | pf_ikss_b_to_ka | pf_ikss_c_to_ka | pf_skss_a_from_mw | pf_skss_b_from_mw | pf_skss_c_from_mw | pf_skss_a_to_mw | pf_skss_b_to_mw | pf_skss_c_to_mw | pf_p_a_from_mw | pf_p_b_from_mw | pf_p_c_from_mw | pf_p_a_to_mw | pf_p_b_to_mw | pf_p_c_to_mw | pf_q_a_from_mvar | pf_q_b_from_mvar | pf_q_c_from_mvar | pf_q_a_to_mvar | pf_q_b_to_mvar | pf_q_c_to_mvar | pf_ikss_a_from_degree | pf_ikss_b_from_degree | pf_ikss_c_from_degree | pf_ikss_a_to_degree | pf_ikss_b_to_degree | pf_ikss_c_to_degree | 3xI0 | pf_vm_a_from_pu | pf_vm_b_from_pu | pf_vm_c_from_pu | pf_vm_a_to_pu | pf_vm_b_to_pu | pf_vm_c_to_pu | pf_va_a_from_degree | pf_va_b_from_degree | pf_va_c_from_degree | pf_va_a_to_degree | pf_va_b_to_degree | pf_va_c_to_degree
Line0_1_2 | 0.0028596 | 0.0028717 | 0.0028936 | 0.0028596 | 0.0028717 | 0.0028937 | 0.00066039 | 0.00066319 | 0.00066826 | 0.0006604 | 0.0006632 | 0.00066827 | 0.00037157 | 0.00024151 | -0.00063041 | -0.0003715 | -0.00024144 | 0.0006305 | 0.00057091 | -0.0005152 | 0.00013084 | -0.00057084 | 0.00051529 | -0.00013076 | -53.6807 | -52.5898 | -54.2503 | 126.3193 | 127.4102 | 125.7497 |  | 1.0315 | 0.85797 | 0.96347 | 1.0313 | 0.85804 | 0.96356 | 3.2619 | -117.4739 | 114.0245 | 3.2637 | -117.4846 | 114.0332
Line10_11_12 | 0.0028525 | 0.0028646 | 0.0028864 | 0.0028525 | 0.0028646 | 0.0028864 | 0.00065875 | 0.00066154 | 0.00066658 | 0.00065875 | 0.00066155 | 0.00066659 | 0.00037185 | 0.00023954 | -0.00062868 | -0.00037177 | -0.00023947 | 0.00062877 | 0.00056845 | -0.00051465 | 0.00013184 | -0.00056837 | 0.00051474 | -0.00013176 | -53.5439 | -52.4544 | -54.1141 | 126.4561 | 127.5456 | 125.8859 |  | 1.0312 | 0.8581 | 0.96365 | 1.031 | 0.85817 | 0.96375 | 3.2655 | -117.4951 | 114.0419 | 3.2673 | -117.5058 | 114.0507
Line11_12_13 | 0.0028525 | 0.0028646 | 0.0028864 | 0.0028525 | 0.0028646 | 0.0028864 | 0.00065875 | 0.00066155 | 0.00066659 | 0.00065876 | 0.00066156 | 0.0006666 | 0.00037177 | 0.00023947 | -0.00062877 | -0.0003717 | -0.00023939 | 0.00062886 | 0.00056837 | -0.00051474 | 0.00013176 | -0.0005683 | 0.00051483 | -0.00013168 | -53.544 | -52.4544 | -54.1141 | 126.456 | 127.5456 | 125.8859 |  | 1.031 | 0.85817 | 0.96375 | 1.0308 | 0.85823 | 0.96384 | 3.2673 | -117.5058 | 114.0507 | 3.269 | -117.5164 | 114.0594
Line12_13_15 | 0 | 0 | 0 | 0 | 0 | 0 | 0 | 0 | 0 | 0 | 0 | 0 | -1.321e-08 | -1.0238e-08 | 2.3725e-08 | 8.4955e-09 | 7.1112e-09 | -1.5884e-08 | -2.2155e-08 | 1.8907e-08 | -4.1724e-09 | 1.4975e-08 | -1.2475e-08 | 2.4341e-09 | 0 | 0 | 0 | 0 | 0 | 0 |  | 1.0308 | 0.85823 | 0.96384 | 1.0308 | 0.85823 | 0.96384 | 3.269 | -117.5164 | 114.0594 | 3.269 | -117.5164 | 114.0594
Line13_13_14 | 0.0028526 | 0.0028647 | 0.0028866 | 0.0028527 | 0.0028648 | 0.0028866 | 0.00065879 | 0.00066158 | 0.00066662 | 0.0006588 | 0.00066159 | 0.00066663 | 0.00037171 | 0.0002394 | -0.00062888 | -0.00037164 | -0.00023933 | 0.00062897 | 0.00056832 | -0.00051485 | 0.00013168 | -0.00056825 | 0.00051494 | -0.0001316 | -53.5441 | -52.4546 | -54.1142 | 126.4559 | 127.5454 | 125.8858 |  | 1.0308 | 0.85823 | 0.96384 | 1.0306 | 0.8583 | 0.96394 | 3.269 | -117.5164 | 114.0594 | 3.2708 | -117.527 | 114.0681
Line14_15_16 | 0 | 0 | 0 | 0 | 0 | 0 | 0 | 0 | 0 | 0 | 0 | 0 | -8.8068e-09 | -6.8252e-09 | 1.5817e-08 | 4.0921e-09 | 3.6986e-09 | -7.9752e-09 | -1.477e-08 | 1.2605e-08 | -2.7816e-09 | 7.5898e-09 | -6.1729e-09 | 1.0433e-09 | 0 | 0 | 0 | 0 | 0 | 0 |  | 1.0308 | 0.85823 | 0.96384 | 1.0308 | 0.85823 | 0.96384 | 3.269 | -117.5164 | 114.0594 | 3.269 | -117.5164 | 114.0594
Line15_16_17 | 0 | 0 | 0 | 0 | 0 | 0 | 0 | 0 | 0 | 0 | 0 | 0 | -4.4034e-09 | -3.4126e-09 | 7.9083e-09 | -3.113e-10 | 2.8598e-10 | -6.6952e-11 | -7.385e-09 | 6.3024e-09 | -1.3908e-09 | 2.0476e-10 | 1.2955e-10 | -3.4748e-10 | 0 | 0 | 0 | 0 | 0 | 0 |  | 1.0308 | 0.85823 | 0.96384 | 1.0308 | 0.85823 | 0.96384 | 3.269 | -117.5164 | 114.0594 | 3.269 | -117.5164 | 114.0594
Line16_4_18 | 0 | 0.027817 | 0.031243 | 0 | 0.027817 | 0.031243 | 0 | 0.0064241 | 0.0072152 | 0 | 0.0064241 | 0.0072152 | -4.3849e-09 | 0.0038808 | 0.0049001 | -3.0922e-10 | -0.0038689 | -0.0048805 | -7.4951e-09 | 0.0038858 | 0.0048964 | 2.0499e-10 | -0.0038689 | -0.0048805 | 0 | -162.5589 | 69.0765 | 0 | 17.4412 | -110.9235 |  | 1.0308 | 0.85488 | 0.96009 | 1.0303 | 0.85172 | 0.95661 | 3.2691 | -117.5217 | 114.0547 | 3.2744 | -117.5588 | 114.0765
Line17_5_19 | 0 | 0 | 0 | 0 | 0 | 0 | 0 | 0 | 0 | 0 | 0 | 0 | -4.3938e-09 | -3.4635e-09 | 7.9505e-09 | -3.1401e-10 | 2.8661e-10 | -6.5806e-11 | -7.4473e-09 | 6.3131e-09 | -1.3642e-09 | 2.0444e-10 | 1.3172e-10 | -3.4938e-10 | 0 | 0 | 0 | 0 | 0 | 0 |  | 1.0315 | 0.85797 | 0.96347 | 1.0315 | 0.85797 | 0.96347 | 3.2619 | -117.4739 | 114.0245 | 3.2619 | -117.4739 | 114.0245
Line1_1_3 | 0.0028524 | 0.0028645 | 0.0028863 | 0.0028524 | 0.0028645 | 0.0028863 | 0.00065873 | 0.00066152 | 0.00066656 | 0.00065874 | 0.00066153 | 0.00066657 | 0.00037199 | 0.00023969 | -0.0006285 | -0.00037192 | -0.00023961 | 0.00062859 | 0.00056859 | -0.00051447 | 0.000132 | -0.00056852 | 0.00051456 | -0.00013192 | -53.5439 | -52.4543 | -54.114 | 126.4561 | 127.5457 | 125.886 |  | 1.0315 | 0.85797 | 0.96347 | 1.0313 | 0.85804 | 0.96356 | 3.2619 | -117.4739 | 114.0245 | 3.2637 | -117.4845 | 114.0332
Line2_1_4 | 0.0028577 | 0.026935 | 0.029691 | 0.0028577 | 0.026935 | 0.029691 | 0.00065995 | 0.0062203 | 0.0068568 | 0.00065996 | 0.0062203 | 0.0068568 | 0.00036855 | 0.0041326 | 0.0042848 | -0.00036824 | -0.0041205 | -0.0042672 | 0.00057233 | 0.0033769 | 0.0050282 | -0.00057201 | -0.0033613 | -0.0050128 | -53.9588 | -156.7277 | 64.4607 | 126.0412 | 23.2724 | -115.5393 |  | 1.0315 | 0.85797 | 0.96347 | 1.0308 | 0.85488 | 0.96009 | 3.2619 | -117.4739 | 114.0245 | 3.2691 | -117.5217 | 114.0547
Line3_1_5 | 0 | 0 | 0 | 0 | 0 | 0 | 0 | 0 | 0 | 0 | 0 | 0 | -8.7877e-09 | -6.927e-09 | 1.5901e-08 | 4.0798e-09 | 3.7501e-09 | -8.0163e-09 | -1.4895e-08 | 1.2626e-08 | -2.7284e-09 | 7.6517e-09 | -6.1814e-09 | 1.0148e-09 | 0 | 0 | 0 | 0 | 0 | 0 |  | 1.0315 | 0.85797 | 0.96347 | 1.0315 | 0.85797 | 0.96347 | 3.2619 | -117.4739 | 114.0245 | 3.2619 | -117.4739 | 114.0245
Line4_2_6 | 0.0028596 | 0.0028717 | 0.0028937 | 0.0028596 | 0.0028718 | 0.0028937 | 0.0006604 | 0.0006632 | 0.00066827 | 0.0006604 | 0.00066321 | 0.00066827 | 0.0003715 | 0.00024144 | -0.0006305 | -0.00037142 | -0.00024136 | 0.00063059 | 0.00057084 | -0.00051529 | 0.00013076 | -0.00057077 | 0.00051538 | -0.00013068 | -53.6807 | -52.5898 | -54.2504 | 126.3193 | 127.4102 | 125.7496 |  | 1.0313 | 0.85804 | 0.96356 | 1.0312 | 0.8581 | 0.96366 | 3.2637 | -117.4846 | 114.0332 | 3.2655 | -117.4952 | 114.042
Line5_6_7 | 0.0028596 | 0.0028718 | 0.0028937 | 0.0028597 | 0.0028718 | 0.0028937 | 0.0006604 | 0.00066321 | 0.00066827 | 0.00066041 | 0.00066322 | 0.00066828 | 0.00037142 | 0.00024136 | -0.00063059 | -0.00037135 | -0.00024129 | 0.00063068 | 0.00057077 | -0.00051538 | 0.00013068 | -0.00057069 | 0.00051547 | -0.00013059 | -53.6807 | -52.5899 | -54.2504 | 126.3193 | 127.4101 | 125.7496 |  | 1.0312 | 0.8581 | 0.96366 | 1.031 | 0.85817 | 0.96375 | 3.2655 | -117.4952 | 114.042 | 3.2673 | -117.5059 | 114.0507
Line6_7_8 | 0 | 0 | 0 | 0 | 0 | 0 | 0 | 0 | 0 | 0 | 0 | 0 | -1.3203e-08 | -1.0276e-08 | 2.3757e-08 | 8.4903e-09 | 7.1366e-09 | -1.5904e-08 | -2.2201e-08 | 1.8915e-08 | -4.1528e-09 | 1.5006e-08 | -1.248e-08 | 2.4206e-09 | 0 | 0 | 0 | 0 | 0 | 0 |  | 1.031 | 0.85817 | 0.96375 | 1.031 | 0.85817 | 0.96375 | 3.2673 | -117.5059 | 114.0507 | 3.2673 | -117.5059 | 114.0507
Line7_8_9 | 0 | 0 | 0 | 0 | 0 | 0 | 0 | 0 | 0 | 0 | 0 | 0 | -4.4011e-09 | -3.4252e-09 | 7.9188e-09 | -3.1197e-10 | 2.8614e-10 | -6.6672e-11 | -7.4005e-09 | 6.3051e-09 | -1.3843e-09 | 2.0468e-10 | 1.3008e-10 | -3.4795e-10 | 0 | 0 | 0 | 0 | 0 | 0 |  | 1.031 | 0.85817 | 0.96375 | 1.031 | 0.85817 | 0.96375 | 3.2673 | -117.5059 | 114.0507 | 3.2673 | -117.5059 | 114.0507
Line8_8_10 | 0 | 0 | 0 | 0 | 0 | 0 | 0 | 0 | 0 | 0 | 0 | 0 | -4.4011e-09 | -3.4252e-09 | 7.9188e-09 | -3.1197e-10 | 2.8614e-10 | -6.6672e-11 | -7.4005e-09 | 6.3051e-09 | -1.3843e-09 | 2.0468e-10 | 1.3008e-10 | -3.4795e-10 | 0 | 0 | 0 | 0 | 0 | 0 |  | 1.031 | 0.85817 | 0.96375 | 1.031 | 0.85817 | 0.96375 | 3.2673 | -117.5059 | 114.0507 | 3.2673 | -117.5059 | 114.0507
Line9_3_11 | 0.0028524 | 0.0028645 | 0.0028863 | 0.0028525 | 0.0028646 | 0.0028864 | 0.00065874 | 0.00066153 | 0.00066657 | 0.00065875 | 0.00066154 | 0.00066658 | 0.00037192 | 0.00023961 | -0.00062859 | -0.00037185 | -0.00023954 | 0.00062868 | 0.00056852 | -0.00051456 | 0.00013192 | -0.00056845 | 0.00051465 | -0.00013184 | -53.5439 | -52.4543 | -54.1141 | 126.4561 | 127.5457 | 125.886 |  | 1.0313 | 0.85804 | 0.96356 | 1.0312 | 0.8581 | 0.96365 | 3.2637 | -117.4845 | 114.0332 | 3.2655 | -117.4951 | 114.0419

## LLG_min_fault_10
name | pf_ikss_a_from_ka | pf_ikss_b_from_ka | pf_ikss_c_from_ka | pf_ikss_a_to_ka | pf_ikss_b_to_ka | pf_ikss_c_to_ka | pf_skss_a_from_mw | pf_skss_b_from_mw | pf_skss_c_from_mw | pf_skss_a_to_mw | pf_skss_b_to_mw | pf_skss_c_to_mw | pf_p_a_from_mw | pf_p_b_from_mw | pf_p_c_from_mw | pf_p_a_to_mw | pf_p_b_to_mw | pf_p_c_to_mw | pf_q_a_from_mvar | pf_q_b_from_mvar | pf_q_c_from_mvar | pf_q_a_to_mvar | pf_q_b_to_mvar | pf_q_c_to_mvar | pf_ikss_a_from_degree | pf_ikss_b_from_degree | pf_ikss_c_from_degree | pf_ikss_a_to_degree | pf_ikss_b_to_degree | pf_ikss_c_to_degree | 3xI0 | pf_vm_a_from_pu | pf_vm_b_from_pu | pf_vm_c_from_pu | pf_vm_a_to_pu | pf_vm_b_to_pu | pf_vm_c_to_pu | pf_va_a_from_degree | pf_va_b_from_degree | pf_va_c_from_degree | pf_va_a_to_degree | pf_va_b_to_degree | pf_va_c_to_degree
Line0_1_2 | 0.0027091 | 0.0027206 | 0.0027413 | 0.0027091 | 0.0027206 | 0.0027414 | 0.00062563 | 0.00062829 | 0.00063309 | 0.00062564 | 0.0006283 | 0.00063309 | 0.00033349 | 0.00021676 | -0.0005658 | -0.00033342 | -0.00021669 | 0.00056588 | 0.0005124 | -0.0004624 | 0.00011743 | -0.00051233 | 0.00046248 | -0.00011736 | -53.6807 | -52.5898 | -54.2503 | 126.3193 | 127.4102 | 125.7497 |  | 0.9772 | 0.81282 | 0.91276 | 0.97704 | 0.81288 | 0.91285 | 3.2619 | -117.4739 | 114.0245 | 3.2637 | -117.4846 | 114.0332
Line10_11_12 | 0.0027023 | 0.0027138 | 0.0027345 | 0.0027024 | 0.0027138 | 0.0027345 | 0.00062407 | 0.00062672 | 0.0006315 | 0.00062408 | 0.00062673 | 0.0006315 | 0.00033374 | 0.00021499 | -0.00056424 | -0.00033367 | -0.00021492 | 0.00056432 | 0.00051018 | -0.0004619 | 0.00011833 | -0.00051012 | 0.00046199 | -0.00011826 | -53.5439 | -52.4544 | -54.1141 | 126.4561 | 127.5456 | 125.8859 |  | 0.97688 | 0.81294 | 0.91294 | 0.97672 | 0.813 | 0.91303 | 3.2655 | -117.4951 | 114.0419 | 3.2673 | -117.5058 | 114.0507
Line11_12_13 | 0.0027024 | 0.0027138 | 0.0027345 | 0.0027024 | 0.0027139 | 0.0027345 | 0.00062408 | 0.00062673 | 0.0006315 | 0.00062409 | 0.00062674 | 0.00063151 | 0.00033367 | 0.00021492 | -0.00056432 | -0.0003336 | -0.00021486 | 0.0005644 | 0.00051012 | -0.00046199 | 0.00011826 | -0.00051005 | 0.00046207 | -0.00011818 | -53.544 | -52.4544 | -54.1141 | 126.456 | 127.5456 | 125.8859 |  | 0.97672 | 0.813 | 0.91303 | 0.97656 | 0.81306 | 0.91311 | 3.2673 | -117.5058 | 114.0507 | 3.269 | -117.5164 | 114.0594
Line12_13_15 | 0 | 0 | 0 | 0 | 0 | 0 | 0 | 0 | 0 | 0 | 0 | 0 | -1.1856e-08 | -9.1886e-09 | 2.1293e-08 | 7.6248e-09 | 6.3824e-09 | -1.4256e-08 | -1.9884e-08 | 1.6969e-08 | -3.7448e-09 | 1.344e-08 | -1.1197e-08 | 2.1846e-09 | 0 | 0 | 0 | 0 | 0 | 0 |  | 0.97656 | 0.81306 | 0.91311 | 0.97656 | 0.81306 | 0.91311 | 3.269 | -117.5164 | 114.0594 | 3.269 | -117.5164 | 114.0594
Line13_13_14 | 0.0027025 | 0.002714 | 0.0027346 | 0.0027025 | 0.002714 | 0.0027347 | 0.00062411 | 0.00062676 | 0.00063154 | 0.00062412 | 0.00062677 | 0.00063154 | 0.00033362 | 0.00021487 | -0.00056442 | -0.00033355 | -0.0002148 | 0.0005645 | 0.00051007 | -0.00046208 | 0.00011819 | -0.00051001 | 0.00046216 | -0.00011811 | -53.5441 | -52.4546 | -54.1142 | 126.4559 | 127.5454 | 125.8858 |  | 0.97656 | 0.81306 | 0.91311 | 0.9764 | 0.81312 | 0.9132 | 3.269 | -117.5164 | 114.0594 | 3.2708 | -117.527 | 114.0681
Line14_15_16 | 0 | 0 | 0 | 0 | 0 | 0 | 0 | 0 | 0 | 0 | 0 | 0 | -7.9042e-09 | -6.1257e-09 | 1.4195e-08 | 3.6727e-09 | 3.3195e-09 | -7.1578e-09 | -1.3256e-08 | 1.1313e-08 | -2.4965e-09 | 6.8119e-09 | -5.5402e-09 | 9.3639e-10 | 0 | 0 | 0 | 0 | 0 | 0 |  | 0.97656 | 0.81306 | 0.91311 | 0.97656 | 0.81306 | 0.91311 | 3.269 | -117.5164 | 114.0594 | 3.269 | -117.5164 | 114.0594
Line15_16_17 | 0 | 0 | 0 | 0 | 0 | 0 | 0 | 0 | 0 | 0 | 0 | 0 | -3.9521e-09 | -3.0629e-09 | 7.0977e-09 | -2.794e-10 | 2.5667e-10 | -6.009e-11 | -6.6281e-09 | 5.6565e-09 | -1.2483e-09 | 1.8377e-10 | 1.1627e-10 | -3.1187e-10 | 0 | 0 | 0 | 0 | 0 | 0 |  | 0.97656 | 0.81306 | 0.91311 | 0.97656 | 0.81306 | 0.91311 | 3.269 | -117.5164 | 114.0594 | 3.269 | -117.5164 | 114.0594
Line16_4_18 | 0 | 0.026353 | 0.029598 | 0 | 0.026353 | 0.029598 | 0 | 0.006086 | 0.0068354 | 0 | 0.006086 | 0.0068354 | -3.9355e-09 | 0.003483 | 0.0043979 | -2.7752e-10 | -0.0034724 | -0.0043803 | -6.7269e-09 | 0.0034876 | 0.0043946 | 1.8398e-10 | -0.0034724 | -0.0043803 | 0 | -162.5589 | 69.0765 | 0 | 17.4412 | -110.9235 |  | 0.97656 | 0.80989 | 0.90956 | 0.97607 | 0.80689 | 0.90626 | 3.2691 | -117.5217 | 114.0547 | 3.2744 | -117.5588 | 114.0765
Line17_5_19 | 0 | 0 | 0 | 0 | 0 | 0 | 0 | 0 | 0 | 0 | 0 | 0 | -3.9435e-09 | -3.1085e-09 | 7.1357e-09 | -2.8183e-10 | 2.5723e-10 | -5.9061e-11 | -6.684e-09 | 5.6661e-09 | -1.2244e-09 | 1.8349e-10 | 1.1822e-10 | -3.1357e-10 | 0 | 0 | 0 | 0 | 0 | 0 |  | 0.9772 | 0.81282 | 0.91276 | 0.9772 | 0.81282 | 0.91276 | 3.2619 | -117.4739 | 114.0245 | 3.2619 | -117.4739 | 114.0245
Line1_1_3 | 0.0027023 | 0.0027137 | 0.0027344 | 0.0027023 | 0.0027138 | 0.0027344 | 0.00062406 | 0.00062671 | 0.00063148 | 0.00062407 | 0.00062671 | 0.00063149 | 0.00033387 | 0.00021512 | -0.00056408 | -0.0003338 | -0.00021506 | 0.00056416 | 0.00051032 | -0.00046174 | 0.00011847 | -0.00051025 | 0.00046182 | -0.0001184 | -53.5439 | -52.4543 | -54.114 | 126.4561 | 127.5457 | 125.886 |  | 0.9772 | 0.81282 | 0.91276 | 0.97704 | 0.81288 | 0.91285 | 3.2619 | -117.4739 | 114.0245 | 3.2637 | -117.4845 | 114.0332
Line2_1_4 | 0.0027073 | 0.025517 | 0.028128 | 0.0027073 | 0.025517 | 0.028128 | 0.00062522 | 0.0058929 | 0.0064959 | 0.00062523 | 0.0058929 | 0.0064959 | 0.00033078 | 0.003709 | 0.0038457 | -0.0003305 | -0.0036982 | -0.0038298 | 0.00051367 | 0.0030308 | 0.0045129 | -0.00051338 | -0.0030168 | -0.0044991 | -53.9588 | -156.7277 | 64.4607 | 126.0412 | 23.2724 | -115.5393 |  | 0.9772 | 0.81282 | 0.91276 | 0.97656 | 0.80989 | 0.90956 | 3.2619 | -117.4739 | 114.0245 | 3.2691 | -117.5217 | 114.0547
Line3_1_5 | 0 | 0 | 0 | 0 | 0 | 0 | 0 | 0 | 0 | 0 | 0 | 0 | -7.887e-09 | -6.217e-09 | 1.4271e-08 | 3.6617e-09 | 3.3657e-09 | -7.1947e-09 | -1.3368e-08 | 1.1332e-08 | -2.4487e-09 | 6.8675e-09 | -5.5478e-09 | 9.108e-10 | 0 | 0 | 0 | 0 | 0 | 0 |  | 0.9772 | 0.81282 | 0.91276 | 0.9772 | 0.81282 | 0.91276 | 3.2619 | -117.4739 | 114.0245 | 3.2619 | -117.4739 | 114.0245
Line4_2_6 | 0.0027091 | 0.0027206 | 0.0027414 | 0.0027091 | 0.0027206 | 0.0027414 | 0.00062564 | 0.0006283 | 0.00063309 | 0.00062565 | 0.0006283 | 0.0006331 | 0.00033342 | 0.00021669 | -0.00056588 | -0.00033335 | -0.00021663 | 0.00056596 | 0.00051233 | -0.00046248 | 0.00011736 | -0.00051227 | 0.00046256 | -0.00011728 | -53.6807 | -52.5898 | -54.2504 | 126.3193 | 127.4102 | 125.7496 |  | 0.97704 | 0.81288 | 0.91285 | 0.97688 | 0.81294 | 0.91294 | 3.2637 | -117.4846 | 114.0332 | 3.2655 | -117.4952 | 114.042
Line5_6_7 | 0.0027091 | 0.0027206 | 0.0027414 | 0.0027092 | 0.0027207 | 0.0027414 | 0.00062565 | 0.0006283 | 0.0006331 | 0.00062565 | 0.00062831 | 0.00063311 | 0.00033335 | 0.00021663 | -0.00056596 | -0.00033329 | -0.00021656 | 0.00056604 | 0.00051227 | -0.00046256 | 0.00011728 | -0.0005122 | 0.00046264 | -0.00011721 | -53.6807 | -52.5899 | -54.2504 | 126.3193 | 127.4101 | 125.7496 |  | 0.97688 | 0.81294 | 0.91294 | 0.97672 | 0.813 | 0.91303 | 3.2655 | -117.4952 | 114.042 | 3.2673 | -117.5059 | 114.0507
Line6_7_8 | 0 | 0 | 0 | 0 | 0 | 0 | 0 | 0 | 0 | 0 | 0 | 0 | -1.185e-08 | -9.2224e-09 | 2.1322e-08 | 7.6201e-09 | 6.4051e-09 | -1.4274e-08 | -1.9926e-08 | 1.6977e-08 | -3.7272e-09 | 1.3468e-08 | -1.1201e-08 | 2.1725e-09 | 0 | 0 | 0 | 0 | 0 | 0 |  | 0.97672 | 0.813 | 0.91303 | 0.97672 | 0.813 | 0.91303 | 3.2673 | -117.5059 | 114.0507 | 3.2673 | -117.5059 | 114.0507
Line7_8_9 | 0 | 0 | 0 | 0 | 0 | 0 | 0 | 0 | 0 | 0 | 0 | 0 | -3.95e-09 | -3.0742e-09 | 7.1072e-09 | -2.8e-10 | 2.5681e-10 | -5.9838e-11 | -6.642e-09 | 5.6589e-09 | -1.2424e-09 | 1.837e-10 | 1.1675e-10 | -3.1229e-10 | 0 | 0 | 0 | 0 | 0 | 0 |  | 0.97672 | 0.813 | 0.91303 | 0.97672 | 0.813 | 0.91303 | 3.2673 | -117.5059 | 114.0507 | 3.2673 | -117.5059 | 114.0507
Line8_8_10 | 0 | 0 | 0 | 0 | 0 | 0 | 0 | 0 | 0 | 0 | 0 | 0 | -3.95e-09 | -3.0742e-09 | 7.1072e-09 | -2.8e-10 | 2.5681e-10 | -5.9838e-11 | -6.642e-09 | 5.6589e-09 | -1.2424e-09 | 1.837e-10 | 1.1675e-10 | -3.1229e-10 | 0 | 0 | 0 | 0 | 0 | 0 |  | 0.97672 | 0.813 | 0.91303 | 0.97672 | 0.813 | 0.91303 | 3.2673 | -117.5059 | 114.0507 | 3.2673 | -117.5059 | 114.0507
Line9_3_11 | 0.0027023 | 0.0027138 | 0.0027344 | 0.0027023 | 0.0027138 | 0.0027345 | 0.00062407 | 0.00062671 | 0.00063149 | 0.00062407 | 0.00062672 | 0.0006315 | 0.0003338 | 0.00021506 | -0.00056416 | -0.00033374 | -0.00021499 | 0.00056424 | 0.00051025 | -0.00046182 | 0.0001184 | -0.00051018 | 0.0004619 | -0.00011833 | -53.5439 | -52.4543 | -54.1141 | 126.4561 | 127.5457 | 125.886 |  | 0.97704 | 0.81288 | 0.91285 | 0.97688 | 0.81294 | 0.91294 | 3.2637 | -117.4845 | 114.0332 | 3.2655 | -117.4951 | 114.0419