## LLL_max_6
name | pf_ikss_from_ka | pf_ikss_to_ka | pf_ip_from_ka | pf_ip_to_ka | pf_skss_from_mw | pf_skss_to_mw | pf_p_from_mw | pf_p_to_mw | pf_q_from_mvar | pf_q_to_mvar | pf_ikss_from_degree | pf_ikss_to_degree | pf_vm_from_pu | pf_vm_to_pu | pf_va_from_degree | pf_va_to_degree
Line0_1_2 | 2.1201 | 2.1201 | 0 | 0 | 1.4689 | 1.4689 | 0.59647 | -0.46163 | 1.1734 | -0.90374 | -66.6388 | 113.3612 | 0.89616 | 0.69088 | -3.5837 | -3.6966
Line10_11_12 | 0.21073 | 0.21073 | 0 | 0 | 0.146 | 0.146 | -0.054311 | 0.055643 | -0.12554 | 0.12821 | 109.6654 | -70.3346 | 0.9369 | 0.95727 | -3.7281 | -3.7956
Line11_12_13 | 0.21073 | 0.21073 | 0 | 0 | 0.146 | 0.146 | -0.055643 | 0.056975 | -0.12821 | 0.13087 | 109.6654 | -70.3346 | 0.95727 | 0.97765 | -3.7956 | -3.8604
Line12_13_15 | 0 | 0 | 0 | 0 | 0 | 0 | 0 | 0 | 0 | 0 | 0 | 0 | 0.97765 | 0.97765 | -3.8604 | -3.8604
Line13_13_14 | 0.21073 | 0.21073 | 0 | 0 | 0.146 | 0.146 | -0.056975 | 0.058307 | -0.13087 | 0.13354 | 109.6654 | -70.3346 | 0.97765 | 0.99802 | -3.8604 | -3.9225
Line14_15_16 | 0 | 0 | 0 | 0 | 0 | 0 | 0 | 0 | 0 | 0 | 0 | 0 | 0.97765 | 0.97765 | -3.8604 | -3.8604
Line15_16_17 | 0 | 0 | 0 | 0 | 0 | 0 | 0 | 0 | 0 | 0 | 0 | 0 | 0.97765 | 0.97765 | -3.8604 | -3.8604
Line16_4_18 | 0 | 0 | 0 | 0 | 0 | 0 | 0 | 0 | 0 | 0 | 0 | 0 | 0.92233 | 0.92233 | -3.7021 | -3.7021
Line17_5_19 | 0 | 0 | 0 | 0 | 0 | 0 | 0 | 0 | 0 | 0 | 0 | 0 | 0.89616 | 0.89616 | -3.5837 | -3.5837
Line1_1_3 | 0.21073 | 0.21073 | 0 | 0 | 0.146 | 0.146 | -0.051646 | 0.052978 | -0.12022 | 0.12288 | 109.6654 | -70.3346 | 0.89616 | 0.91653 | -3.5837 | -3.6575
Line2_1_4 | 0.27103 | 0.27103 | 0 | 0 | 0.18778 | 0.18778 | -0.064121 | 0.066325 | -0.15558 | 0.15999 | 108.8149 | -71.1851 | 0.89616 | 0.92233 | -3.5837 | -3.7021
Line3_1_5 | 0 | 0 | 0 | 0 | 0 | 0 | 0 | 0 | 0 | 0 | 0 | 0 | 0.89616 | 0.89616 | -3.5837 | -3.5837
Line4_2_6 | 2.1201 | 2.1201 | 0 | 0 | 1.4689 | 1.4689 | 0.46163 | -0.32678 | 0.90374 | -0.63404 | -66.6388 | 113.3612 | 0.69088 | 0.48561 | -3.6966 | -3.9048
Line5_6_7 | 2.1201 | 2.1201 | 0 | 0 | 1.4689 | 1.4689 | 0.32678 | -0.19193 | 0.63404 | -0.36435 | -66.6388 | 113.3612 | 0.48561 | 0.28036 | -3.9048 | -4.4181
Line6_7_8 | 2.8955 | 2.8955 | 0 | 5.2971 | 2.0061 | 2.0061 | 0.25152 | -1e-07 | 0.50304 | -1e-07 | -67.853 | 112.147 | 0.28036 | 0 | -4.4181 | 0
Line7_8_9 | 0 | 0 | 0 | 0 | 0 | 0 | 5.9499e-22 | 0 | 2.9853e-22 | 0 | 0 | 0 | 0 | 0 | 0 | 0
Line8_8_10 | 0 | 0 | 0 | 0 | 0 | 0 | 5.9499e-22 | 0 | 2.9853e-22 | 0 | 0 | 0 | 0 | 0 | 0 | 0
Line9_3_11 | 0.21073 | 0.21073 | 0 | 0 | 0.146 | 0.146 | -0.052978 | 0.054311 | -0.12288 | 0.12554 | 109.6654 | -70.3346 | 0.91653 | 0.9369 | -3.6575 | -3.7281

## LLL_max_10
name | pf_ikss_from_ka | pf_ikss_to_ka | pf_ip_from_ka | pf_ip_to_ka | pf_skss_from_mw | pf_skss_to_mw | pf_p_from_mw | pf_p_to_mw | pf_q_from_mvar | pf_q_to_mvar | pf_ikss_from_degree | pf_ikss_to_degree | pf_vm_from_pu | pf_vm_to_pu | pf_va_from_degree | pf_va_to_degree
Line0_1_2 | 2.2097 | 2.2097 | 0 | 0 | 1.5309 | 1.5309 | 0.64541 | -0.49893 | 1.271 | -0.97807 | -66.8022 | 113.1978 | 0.93116 | 0.71722 | -3.723 | -3.8291
Line10_11_12 | 0.21778 | 0.21778 | 0 | 0 | 0.15088 | 0.15088 | -0.059191 | 0.060613 | -0.1344 | 0.13724 | 109.92 | -70.08 | 0.97328 | 0.99434 | -3.8496 | -3.9088
Line11_12_13 | 0.21778 | 0.21778 | 0 | 0 | 0.15088 | 0.15088 | -0.060613 | 0.062036 | -0.13724 | 0.14009 | 109.92 | -70.08 | 0.99434 | 1.0154 | -3.9088 | -3.9656
Line12_13_15 | 0 | 0 | 0 | 0 | 0 | 0 | 0 | 0 | 0 | 0 | 0 | 0 | 1.0154 | 1.0154 | -3.9656 | -3.9656
Line13_13_14 | 0.21778 | 0.21778 | 0 | 0 | 0.15088 | 0.15088 | -0.062036 | 0.063459 | -0.14009 | 0.14293 | 109.92 | -70.08 | 1.0154 | 1.0365 | -3.9656 | -4.0201
Line14_15_16 | 0 | 0 | 0 | 0 | 0 | 0 | 0 | 0 | 0 | 0 | 0 | 0 | 1.0154 | 1.0154 | -3.9656 | -3.9656
Line15_16_17 | 0 | 0 | 0 | 0 | 0 | 0 | 0 | 0 | 0 | 0 | 0 | 0 | 1.0154 | 1.0154 | -3.9656 | -3.9656
Line16_4_18 | 0 | 0 | 0 | 0 | 0 | 0 | 0 | 0 | 0 | 0 | 0 | 0 | 0.95797 | 0.95797 | -3.8287 | -3.8287
Line17_5_19 | 0 | 0 | 0 | 0 | 0 | 0 | 0 | 0 | 0 | 0 | 0 | 0 | 0.93116 | 0.93116 | -3.723 | -3.723
Line1_1_3 | 0.21778 | 0.21778 | 0 | 0 | 0.15088 | 0.15088 | -0.056345 | 0.057768 | -0.1287 | 0.13155 | 109.92 | -70.08 | 0.93116 | 0.95222 | -3.723 | -3.7877
Line2_1_4 | 0.27744 | 0.27744 | 0 | 0 | 0.19221 | 0.19221 | -0.069343 | 0.071653 | -0.165 | 0.16962 | 109.0718 | -70.9282 | 0.93116 | 0.95797 | -3.723 | -3.8287
Line3_1_5 | 0 | 0 | 0 | 0 | 0 | 0 | 0 | 0 | 0 | 0 | 0 | 0 | 0.93116 | 0.93116 | -3.723 | -3.723
Line4_2_6 | 2.2097 | 2.2097 | 0 | 0 | 1.5309 | 1.5309 | 0.49893 | -0.35246 | 0.97807 | -0.68512 | -66.8022 | 113.1978 | 0.71722 | 0.50328 | -3.8291 | -4.0255
Line5_6_7 | 2.2097 | 2.2097 | 0 | 0 | 1.5309 | 1.5309 | 0.35246 | -0.20598 | 0.68512 | -0.39217 | -66.8022 | 113.1978 | 0.50328 | 0.28935 | -4.0255 | -4.5121
Line6_7_8 | 2.9884 | 2.9884 | 0 | 5.4745 | 2.0704 | 2.0704 | 0.26792 | -1e-07 | 0.53584 | -1e-07 | -67.9471 | 112.0529 | 0.28935 | 0 | -4.5121 | 0
Line7_8_9 | 0 | 0 | 0 | 0 | 0 | 0 | 8.9468e-22 | 0 | -9.755e-23 | 0 | 0 | 0 | 0 | 0 | 0 | 0
Line8_8_10 | 0 | 0 | 0 | 0 | 0 | 0 | 8.9468e-22 | 0 | -9.755e-23 | 0 | 0 | 0 | 0 | 0 | 0 | 0
Line9_3_11 | 0.21778 | 0.21778 | 0 | 0 | 0.15088 | 0.15088 | -0.057768 | 0.059191 | -0.13155 | 0.1344 | 109.92 | -70.08 | 0.95222 | 0.97328 | -3.7877 | -3.8496

## LLL_max_fault_6
name | pf_ikss_from_ka | pf_ikss_to_ka | pf_ip_from_ka | pf_ip_to_ka | pf_skss_from_mw | pf_skss_to_mw | pf_p_from_mw | pf_p_to_mw | pf_q_from_mvar | pf_q_to_mvar | pf_ikss_from_degree | pf_ikss_to_degree | pf_vm_from_pu | pf_vm_to_pu | pf_va_from_degree | pf_va_to_degree
Line0_1_2 | 0.093421 | 0.093421 | 0 | 0 | 0.064724 | 0.064724 | -0.018934 | 0.019196 | -0.067551 | 0.068075 | 105.7019 | -74.2981 | 1.0839 | 1.0928 | 0.04413 | -0.045609
Line10_11_12 | 0.10745 | 0.10745 | 0 | 0 | 0.074445 | 0.074445 | -0.0039941 | 0.0043405 | -0.082009 | 0.082702 | 92.3889 | -87.6111 | 1.1029 | 1.1124 | -0.39934 | -0.61538
Line11_12_13 | 0.10745 | 0.10745 | 0 | 0 | 0.074445 | 0.074445 | -0.0043405 | 0.0046868 | -0.082702 | 0.083395 | 92.3889 | -87.6111 | 1.1124 | 1.122 | -0.61538 | -0.82775
Line12_13_15 | 0 | 0 | 0 | 0 | 0 | 0 | 0 | 0 | 0 | 0 | 0 | 0 | 1.122 | 1.122 | -0.82775 | -0.82775
Line13_13_14 | 0.10745 | 0.10745 | 0 | 0 | 0.074445 | 0.074445 | -0.0046868 | 0.0050332 | -0.083395 | 0.084088 | 92.3889 | -87.6111 | 1.122 | 1.1315 | -0.82775 | -1.0365
Line14_15_16 | 0 | 0 | 0 | 0 | 0 | 0 | 0 | 0 | 0 | 0 | 0 | 0 | 1.122 | 1.122 | -0.82775 | -0.82775
Line15_16_17 | 0 | 0 | 0 | 0 | 0 | 0 | 0 | 0 | 0 | 0 | 0 | 0 | 1.122 | 1.122 | -0.82775 | -0.82775
Line16_4_18 | 0 | 0 | 0 | 0 | 0 | 0 | 0 | 0 | 0 | 0 | 0 | 0 | 1.0961 | 1.0961 | -0.23699 | -0.23699
Line17_5_19 | 0 | 0 | 0 | 0 | 0 | 0 | 0 | 0 | 0 | 0 | 0 | 0 | 1.0839 | 1.0839 | 0.04413 | 0.04413
Line1_1_3 | 0.10745 | 0.10745 | 0 | 0 | 0.074445 | 0.074445 | -0.0033013 | 0.0036477 | -0.080624 | 0.081317 | 92.3889 | -87.6111 | 1.0839 | 1.0934 | 0.04413 | -0.17953
Line2_1_4 | 0.13724 | 0.13724 | 0 | 0 | 0.09508 | 0.09508 | -0.0048393 | 0.0054043 | -0.10294 | 0.10407 | 92.7355 | -87.2645 | 1.0839 | 1.0961 | 0.04413 | -0.23699
Line3_1_5 | 0 | 0 | 0 | 0 | 0 | 0 | 0 | 0 | 0 | 0 | 0 | 0 | 1.0839 | 1.0839 | 0.04413 | 0.04413
Line4_2_6 | 0.093421 | 0.093421 | 0 | 0 | 0.064724 | 0.064724 | -0.019196 | 0.019458 | -0.068075 | 0.068599 | 105.7019 | -74.2981 | 1.0928 | 1.1017 | -0.045609 | -0.1339
Line5_6_7 | 0.093421 | 0.093421 | 0 | 0 | 0.064724 | 0.064724 | -0.019458 | 0.01972 | -0.068599 | 0.069122 | 105.7019 | -74.2981 | 1.1017 | 1.1106 | -0.1339 | -0.22078
Line6_7_8 | 0.036162 | 0.036162 | 0 | 0.066155 | 0.025054 | 0.025054 | 0.019655 | -0.019616 | 0.019694 | -0.019616 | -45.2779 | 134.7221 | 1.1106 | 1.1072 | -0.22078 | -0.27791
Line7_8_9 | 0 | 0 | 0 | 0 | 0 | 0 | 6.9732e-10 | 0 | 6.2029e-11 | 0 | 0 | 0 | 1.1072 | 1.1072 | -0.27791 | -0.27791
Line8_8_10 | 0 | 0 | 0 | 0 | 0 | 0 | 6.9732e-10 | 0 | 6.2029e-11 | 0 | 0 | 0 | 1.1072 | 1.1072 | -0.27791 | -0.27791
Line9_3_11 | 0.10745 | 0.10745 | 0 | 0 | 0.074445 | 0.074445 | -0.0036477 | 0.0039941 | -0.081317 | 0.082009 | 92.3889 | -87.6111 | 1.0934 | 1.1029 | -0.17953 | -0.39934

## LLL_max_fault_10
name | pf_ikss_from_ka | pf_ikss_to_ka | pf_ip_from_ka | pf_ip_to_ka | pf_skss_from_mw | pf_skss_to_mw | pf_p_from_mw | pf_p_to_mw | pf_q_from_mvar | pf_q_to_mvar | pf_ikss_from_degree | pf_ikss_to_degree | pf_vm_from_pu | pf_vm_to_pu | pf_va_from_degree | pf_va_to_degree
Line0_1_2 | 0.092972 | 0.092972 | 0 | 0 | 0.064413 | 0.064413 | -0.018976 | 0.019235 | -0.070646 | 0.071165 | 105.0751 | -74.9249 | 1.1356 | 1.1445 | 0.040403 | -0.049679
Line10_11_12 | 0.10871 | 0.10871 | 0 | 0 | 0.075315 | 0.075315 | -0.0043777 | 0.0047322 | -0.086871 | 0.08758 | 92.4987 | -87.5013 | 1.1549 | 1.1645 | -0.38616 | -0.59415
Line11_12_13 | 0.10871 | 0.10871 | 0 | 0 | 0.075315 | 0.075315 | -0.0047322 | 0.0050868 | -0.08758 | 0.088289 | 92.4987 | -87.5013 | 1.1645 | 1.1742 | -0.59415 | -0.79872
Line12_13_15 | 0 | 0 | 0 | 0 | 0 | 0 | 0 | 0 | 0 | 0 | 0 | 0 | 1.1742 | 1.1742 | -0.79872 | -0.79872
Line13_13_14 | 0.10871 | 0.10871 | 0 | 0 | 0.075315 | 0.075315 | -0.0050868 | 0.0054413 | -0.088289 | 0.088998 | 92.4987 | -87.5013 | 1.1742 | 1.1839 | -0.79872 | -0.99995
Line14_15_16 | 0 | 0 | 0 | 0 | 0 | 0 | 0 | 0 | 0 | 0 | 0 | 0 | 1.1742 | 1.1742 | -0.79872 | -0.79872
Line15_16_17 | 0 | 0 | 0 | 0 | 0 | 0 | 0 | 0 | 0 | 0 | 0 | 0 | 1.1742 | 1.1742 | -0.79872 | -0.79872
Line16_4_18 | 0 | 0 | 0 | 0 | 0 | 0 | 0 | 0 | 0 | 0 | 0 | 0 | 1.1479 | 1.1479 | -0.22756 | -0.22756
Line17_5_19 | 0 | 0 | 0 | 0 | 0 | 0 | 0 | 0 | 0 | 0 | 0 | 0 | 1.1356 | 1.1356 | 0.040403 | 0.040403
Line1_1_3 | 0.10871 | 0.10871 | 0 | 0 | 0.075315 | 0.075315 | -0.0036687 | 0.0040232 | -0.085453 | 0.086162 | 92.4987 | -87.5013 | 1.1356 | 1.1453 | 0.040403 | -0.17467
Line2_1_4 | 0.13756 | 0.13756 | 0 | 0 | 0.095304 | 0.095304 | -0.0052804 | 0.0058481 | -0.1081 | 0.10924 | 92.8368 | -87.1632 | 1.1356 | 1.1479 | 0.040403 | -0.22756
Line3_1_5 | 0 | 0 | 0 | 0 | 0 | 0 | 0 | 0 | 0 | 0 | 0 | 0 | 1.1356 | 1.1356 | 0.040403 | 0.040403
Line4_2_6 | 0.092972 | 0.092972 | 0 | 0 | 0.064413 | 0.064413 | -0.019235 | 0.019494 | -0.071165 | 0.071684 | 105.0751 | -74.9249 | 1.1445 | 1.1533 | -0.049679 | -0.13838
Line5_6_7 | 0.092972 | 0.092972 | 0 | 0 | 0.064413 | 0.064413 | -0.019494 | 0.019753 | -0.071684 | 0.072202 | 105.0751 | -74.9249 | 1.1533 | 1.1621 | -0.13838 | -0.22574
Line6_7_8 | 0.037841 | 0.037841 | 0 | 0.069321 | 0.026217 | 0.026217 | 0.021522 | -0.021479 | 0.021565 | -0.021479 | -45.2829 | 134.7171 | 1.1621 | 1.1586 | -0.22574 | -0.28286
Line7_8_9 | 0 | 0 | 0 | 0 | 0 | 0 | 7.4762e-10 | 0 | 6.9214e-11 | 0 | 0 | 0 | 1.1586 | 1.1586 | -0.28286 | -0.28286
Line8_8_10 | 0 | 0 | 0 | 0 | 0 | 0 | 7.4762e-10 | 0 | 6.9214e-11 | 0 | 0 | 0 | 1.1586 | 1.1586 | -0.28286 | -0.28286
Line9_3_11 | 0.10871 | 0.10871 | 0 | 0 | 0.075315 | 0.075315 | -0.0040232 | 0.0043777 | -0.086162 | 0.086871 | 92.4987 | -87.5013 | 1.1453 | 1.1549 | -0.17467 | -0.38616

## LLL_min_6
name | pf_ikss_from_ka | pf_ikss_to_ka | pf_ip_from_ka | pf_ip_to_ka | pf_skss_from_mw | pf_skss_to_mw | pf_p_from_mw | pf_p_to_mw | pf_q_from_mvar | pf_q_to_mvar | pf_ikss_from_degree | pf_ikss_to_degree | pf_vm_from_pu | pf_vm_to_pu | pf_va_from_degree | pf_va_to_degree
Line0_1_2 | 1.6785 | 1.6785 | 0 | 0 | 1.1629 | 1.1629 | 0.65062 | -0.48835 | 0.67693 | -0.5079 | -52.8091 | 127.1909 | 0.8074 | 0.6059 | -6.6736 | -6.6848
Line10_11_12 | 0.0028599 | 0.0028599 | 0 | 0 | 0.0019814 | 0.0019814 | -0.0013271 | 0.0013276 | -0.00089578 | 0.00089627 | 139.3175 | -40.6825 | 0.80807 | 0.80841 | -6.6633 | -6.6582
Line11_12_13 | 0.0028599 | 0.0028599 | 0 | 0 | 0.0019814 | 0.0019814 | -0.0013276 | 0.001328 | -0.00089627 | 0.00089676 | 139.3174 | -40.6826 | 0.80841 | 0.80874 | -6.6582 | -6.6531
Line12_13_15 | 0 | 0 | 0 | 0 | 0 | 0 | 0 | 0 | 0 | 0 | 0 | 0 | 0.80874 | 0.80874 | -6.6531 | -6.6531
Line13_13_14 | 0.0028599 | 0.0028599 | 0 | 0 | 0.0019814 | 0.0019814 | -0.001328 | 0.0013285 | -0.00089677 | 0.00089726 | 139.3172 | -40.6828 | 0.80874 | 0.80908 | -6.6531 | -6.648
Line14_15_16 | 0 | 0 | 0 | 0 | 0 | 0 | 0 | 0 | 0 | 0 | 0 | 0 | 0.80874 | 0.80874 | -6.6531 | -6.6531
Line15_16_17 | 0 | 0 | 0 | 0 | 0 | 0 | 0 | 0 | 0 | 0 | 0 | 0 | 0.80874 | 0.80874 | -6.6531 | -6.6531
Line16_4_18 | 0 | 0 | 0 | 0 | 0 | 0 | 0 | 0 | 0 | 0 | 0 | 0 | 0.80774 | 0.80774 | -6.6685 | -6.6685
Line17_5_19 | 0 | 0 | 0 | 0 | 0 | 0 | 0 | 0 | 0 | 0 | 0 | 0 | 0.8074 | 0.8074 | -6.6736 | -6.6736
Line1_1_3 | 0.0028599 | 0.0028599 | 0 | 0 | 0.0019814 | 0.0019814 | -0.0013262 | 0.0013266 | -0.0008948 | 0.00089529 | 139.3176 | -40.6824 | 0.8074 | 0.80774 | -6.6736 | -6.6685
Line2_1_4 | 0.00288 | 0.00288 | 0 | 0 | 0.0019953 | 0.0019953 | -0.0013322 | 0.0013327 | -0.00090585 | 0.00090635 | 139.1129 | -40.8871 | 0.8074 | 0.80774 | -6.6736 | -6.6685
Line3_1_5 | 0 | 0 | 0 | 0 | 0 | 0 | 0 | 0 | 0 | 0 | 0 | 0 | 0.8074 | 0.8074 | -6.6736 | -6.6736
Line4_2_6 | 1.6785 | 1.6785 | 0 | 0 | 1.1629 | 1.1629 | 0.48835 | -0.32607 | 0.5079 | -0.33886 | -52.8091 | 127.1909 | 0.6059 | 0.4044 | -6.6848 | -6.7071
Line5_6_7 | 1.6785 | 1.6785 | 0 | 0 | 1.1629 | 1.1629 | 0.32607 | -0.1638 | 0.33886 | -0.16983 | -52.8091 | 127.1909 | 0.4044 | 0.2029 | -6.7071 | -6.7737
Line6_7_8 | 1.6901 | 1.6901 | 0 | 2.6832 | 1.171 | 1.171 | 0.16454 | -1e-07 | 0.1714 | -1e-07 | -52.9428 | 127.0572 | 0.2029 | 0 | -6.7737 | 0
Line7_8_9 | 0 | 0 | 0 | 0 | 0 | 0 | 6.6827e-22 | 0 | 8.866e-22 | 0 | 0 | 0 | 0 | 0 | 0 | 0
Line8_8_10 | 0 | 0 | 0 | 0 | 0 | 0 | 6.6827e-22 | 0 | 8.866e-22 | 0 | 0 | 0 | 0 | 0 | 0 | 0
Line9_3_11 | 0.0028599 | 0.0028599 | 0 | 0 | 0.0019814 | 0.0019814 | -0.0013266 | 0.0013271 | -0.00089529 | 0.00089578 | 139.3175 | -40.6825 | 0.80774 | 0.80807 | -6.6685 | -6.6633

## LLL_min_10
name | pf_ikss_from_ka | pf_ikss_to_ka | pf_ip_from_ka | pf_ip_to_ka | pf_skss_from_mw | pf_skss_to_mw | pf_p_from_mw | pf_p_to_mw | pf_q_from_mvar | pf_q_to_mvar | pf_ikss_from_degree | pf_ikss_to_degree | pf_vm_from_pu | pf_vm_to_pu | pf_va_from_degree | pf_va_to_degree
Line0_1_2 | 1.5901 | 1.5901 | 0 | 0 | 1.1017 | 1.1017 | 0.58394 | -0.43829 | 0.60755 | -0.45584 | -52.8091 | 127.1909 | 0.76491 | 0.57401 | -6.6736 | -6.6848
Line10_11_12 | 0.0027094 | 0.0027094 | 0 | 0 | 0.0018771 | 0.0018771 | -0.0011911 | 0.0011915 | -0.00080397 | 0.00080441 | 139.3175 | -40.6825 | 0.76554 | 0.76586 | -6.6633 | -6.6582
Line11_12_13 | 0.0027094 | 0.0027094 | 0 | 0 | 0.0018771 | 0.0018771 | -0.0011915 | 0.0011919 | -0.00080441 | 0.00080485 | 139.3174 | -40.6826 | 0.76586 | 0.76618 | -6.6582 | -6.6531
Line12_13_15 | 0 | 0 | 0 | 0 | 0 | 0 | 0 | 0 | 0 | 0 | 0 | 0 | 0.76618 | 0.76618 | -6.6531 | -6.6531
Line13_13_14 | 0.0027094 | 0.0027094 | 0 | 0 | 0.0018771 | 0.0018771 | -0.0011919 | 0.0011923 | -0.00080486 | 0.0008053 | 139.3172 | -40.6828 | 0.76618 | 0.7665 | -6.6531 | -6.648
Line14_15_16 | 0 | 0 | 0 | 0 | 0 | 0 | 0 | 0 | 0 | 0 | 0 | 0 | 0.76618 | 0.76618 | -6.6531 | -6.6531
Line15_16_17 | 0 | 0 | 0 | 0 | 0 | 0 | 0 | 0 | 0 | 0 | 0 | 0 | 0.76618 | 0.76618 | -6.6531 | -6.6531
Line16_4_18 | 0 | 0 | 0 | 0 | 0 | 0 | 0 | 0 | 0 | 0 | 0 | 0 | 0.76523 | 0.76523 | -6.6685 | -6.6685
Line17_5_19 | 0 | 0 | 0 | 0 | 0 | 0 | 0 | 0 | 0 | 0 | 0 | 0 | 0.76491 | 0.76491 | -6.6736 | -6.6736
Line1_1_3 | 0.0027094 | 0.0027094 | 0 | 0 | 0.0018771 | 0.0018771 | -0.0011902 | 0.0011907 | -0.00080309 | 0.00080353 | 139.3176 | -40.6824 | 0.76491 | 0.76522 | -6.6736 | -6.6685
Line2_1_4 | 0.0027284 | 0.0027284 | 0 | 0 | 0.0018903 | 0.0018903 | -0.0011957 | 0.0011961 | -0.00081301 | 0.00081346 | 139.1129 | -40.8871 | 0.76491 | 0.76523 | -6.6736 | -6.6685
Line3_1_5 | 0 | 0 | 0 | 0 | 0 | 0 | 0 | 0 | 0 | 0 | 0 | 0 | 0.76491 | 0.76491 | -6.6736 | -6.6736
Line4_2_6 | 1.5901 | 1.5901 | 0 | 0 | 1.1017 | 1.1017 | 0.43829 | -0.29265 | 0.45584 | -0.30413 | -52.8091 | 127.1909 | 0.57401 | 0.38312 | -6.6848 | -6.7071
Line5_6_7 | 1.5901 | 1.5901 | 0 | 0 | 1.1017 | 1.1017 | 0.29265 | -0.14701 | 0.30413 | -0.15242 | -52.8091 | 127.1909 | 0.38312 | 0.19222 | -6.7071 | -6.7737
Line6_7_8 | 1.6012 | 1.6012 | 0 | 2.542 | 1.1093 | 1.1093 | 0.14768 | -1e-07 | 0.15383 | -1e-07 | -52.9428 | 127.0572 | 0.19222 | 0 | -6.7737 | 0
Line7_8_9 | 0 | 0 | 0 | 0 | 0 | 0 | 6.0122e-22 | 0 | 7.9807e-22 | 0 | 0 | 0 | 0 | 0 | 0 | 0
Line8_8_10 | 0 | 0 | 0 | 0 | 0 | 0 | 6.0122e-22 | 0 | 7.9807e-22 | 0 | 0 | 0 | 0 | 0 | 0 | 0
Line9_3_11 | 0.0027094 | 0.0027094 | 0 | 0 | 0.0018771 | 0.0018771 | -0.0011907 | 0.0011911 | -0.00080353 | 0.00080397 | 139.3175 | -40.6825 | 0.76522 | 0.76554 | -6.6685 | -6.6633

## LLL_min_fault_6
name | pf_ikss_from_ka | pf_ikss_to_ka | pf_ip_from_ka | pf_ip_to_ka | pf_skss_from_mw | pf_skss_to_mw | pf_p_from_mw | pf_p_to_mw | pf_q_from_mvar | pf_q_to_mvar | pf_ikss_from_degree | pf_ikss_to_degree | pf_vm_from_pu | pf_vm_to_pu | pf_va_from_degree | pf_va_to_degree
Line0_1_2 | 0.030262 | 0.030262 | 0 | 0 | 0.020966 | 0.020966 | 0.014076 | -0.014024 | 0.01402 | -0.013965 | -45.0091 | 134.9909 | 0.94759 | 0.94395 | -0.12325 | -0.12819
Line10_11_12 | 5.1563e-05 | 5.1563e-05 | 0 | 0 | 3.5724e-05 | 3.5724e-05 | -2.8468e-05 | 2.8468e-05 | -1.8318e-05 | 1.8318e-05 | 147.1175 | -32.8825 | 0.9476 | 0.9476 | -0.12308 | -0.12299
Line11_12_13 | 5.1563e-05 | 5.1563e-05 | 0 | 0 | 3.5724e-05 | 3.5724e-05 | -2.8468e-05 | 2.8468e-05 | -1.8318e-05 | 1.8318e-05 | 147.1175 | -32.8825 | 0.9476 | 0.94761 | -0.12299 | -0.1229
Line12_13_15 | 0 | 0 | 0 | 0 | 0 | 0 | 0 | 0 | 0 | 0 | 0 | 0 | 0.94761 | 0.94761 | -0.1229 | -0.1229
Line13_13_14 | 5.1563e-05 | 5.1563e-05 | 0 | 0 | 3.5724e-05 | 3.5724e-05 | -2.8468e-05 | 2.8468e-05 | -1.8318e-05 | 1.8318e-05 | 147.1173 | -32.8827 | 0.94761 | 0.94762 | -0.1229 | -0.12282
Line14_15_16 | 0 | 0 | 0 | 0 | 0 | 0 | 0 | 0 | 0 | 0 | 0 | 0 | 0.94761 | 0.94761 | -0.1229 | -0.1229
Line15_16_17 | 0 | 0 | 0 | 0 | 0 | 0 | 0 | 0 | 0 | 0 | 0 | 0 | 0.94761 | 0.94761 | -0.1229 | -0.1229
Line16_4_18 | 0 | 0 | 0 | 0 | 0 | 0 | 0 | 0 | 0 | 0 | 0 | 0 | 0.94759 | 0.94759 | -0.12317 | -0.12317
Line17_5_19 | 0 | 0 | 0 | 0 | 0 | 0 | 0 | 0 | 0 | 0 | 0 | 0 | 0.94759 | 0.94759 | -0.12325 | -0.12325
Line1_1_3 | 5.1563e-05 | 5.1563e-05 | 0 | 0 | 3.5724e-05 | 3.5724e-05 | -2.8468e-05 | 2.8468e-05 | -1.8317e-05 | 1.8318e-05 | 147.1177 | -32.8823 | 0.94759 | 0.94759 | -0.12325 | -0.12316
Line2_1_4 | 5.1926e-05 | 5.1926e-05 | 0 | 0 | 3.5975e-05 | 3.5975e-05 | -2.8602e-05 | 2.8602e-05 | -1.8549e-05 | 1.8549e-05 | 146.913 | -33.087 | 0.94759 | 0.94759 | -0.12325 | -0.12317
Line3_1_5 | 0 | 0 | 0 | 0 | 0 | 0 | 0 | 0 | 0 | 0 | 0 | 0 | 0.94759 | 0.94759 | -0.12325 | -0.12325
Line4_2_6 | 0.030262 | 0.030262 | 0 | 0 | 0.020966 | 0.020966 | 0.014024 | -0.013971 | 0.013965 | -0.01391 | -45.0091 | 134.9909 | 0.94395 | 0.94032 | -0.12819 | -0.13317
Line5_6_7 | 0.030262 | 0.030262 | 0 | 0 | 0.020966 | 0.020966 | 0.013971 | -0.013918 | 0.01391 | -0.013855 | -45.0091 | 134.9909 | 0.94032 | 0.93669 | -0.13317 | -0.13818
Line6_7_8 | 0.030473 | 0.030473 | 0 | 0.048378 | 0.021112 | 0.021112 | 0.013982 | -0.013929 | 0.013985 | -0.013929 | -45.1427 | 134.8573 | 0.93669 | 0.93303 | -0.13818 | -0.14275
Line7_8_9 | 0 | 0 | 0 | 0 | 0 | 0 | -1.7411e-10 | 0 | 2.4292e-11 | 0 | 0 | 0 | 0.93303 | 0.93303 | -0.14275 | -0.14275
Line8_8_10 | 0 | 0 | 0 | 0 | 0 | 0 | -1.7411e-10 | 0 | 2.4292e-11 | 0 | 0 | 0 | 0.93303 | 0.93303 | -0.14275 | -0.14275
Line9_3_11 | 5.1563e-05 | 5.1563e-05 | 0 | 0 | 3.5724e-05 | 3.5724e-05 | -2.8468e-05 | 2.8468e-05 | -1.8318e-05 | 1.8318e-05 | 147.1176 | -32.8824 | 0.94759 | 0.9476 | -0.12316 | -0.12308

## LLL_min_fault_10
name | pf_ikss_from_ka | pf_ikss_to_ka | pf_ip_from_ka | pf_ip_to_ka | pf_skss_from_mw | pf_skss_to_mw | pf_p_from_mw | pf_p_to_mw | pf_q_from_mvar | pf_q_to_mvar | pf_ikss_from_degree | pf_ikss_to_degree | pf_vm_from_pu | pf_vm_to_pu | pf_va_from_degree | pf_va_to_degree
Line0_1_2 | 0.028669 | 0.028669 | 0 | 0 | 0.019863 | 0.019863 | 0.012634 | -0.012586 | 0.012583 | -0.012534 | -45.0091 | 134.9909 | 0.89771 | 0.89427 | -0.12325 | -0.12819
Line10_11_12 | 4.885e-05 | 4.885e-05 | 0 | 0 | 3.3844e-05 | 3.3844e-05 | -2.555e-05 | 2.555e-05 | -1.644e-05 | 1.6441e-05 | 147.1175 | -32.8825 | 0.89773 | 0.89773 | -0.12308 | -0.12299
Line11_12_13 | 4.885e-05 | 4.885e-05 | 0 | 0 | 3.3844e-05 | 3.3844e-05 | -2.555e-05 | 2.555e-05 | -1.6441e-05 | 1.6441e-05 | 147.1175 | -32.8825 | 0.89773 | 0.89774 | -0.12299 | -0.1229
Line12_13_15 | 0 | 0 | 0 | 0 | 0 | 0 | 0 | 0 | 0 | 0 | 0 | 0 | 0.89774 | 0.89774 | -0.1229 | -0.1229
Line13_13_14 | 4.8849e-05 | 4.8849e-05 | 0 | 0 | 3.3844e-05 | 3.3844e-05 | -2.555e-05 | 2.5551e-05 | -1.6441e-05 | 1.6441e-05 | 147.1173 | -32.8827 | 0.89774 | 0.89774 | -0.1229 | -0.12282
Line14_15_16 | 0 | 0 | 0 | 0 | 0 | 0 | 0 | 0 | 0 | 0 | 0 | 0 | 0.89774 | 0.89774 | -0.1229 | -0.1229
Line15_16_17 | 0 | 0 | 0 | 0 | 0 | 0 | 0 | 0 | 0 | 0 | 0 | 0 | 0.89774 | 0.89774 | -0.1229 | -0.1229
Line16_4_18 | 0 | 0 | 0 | 0 | 0 | 0 | 0 | 0 | 0 | 0 | 0 | 0 | 0.89772 | 0.89772 | -0.12317 | -0.12317
Line17_5_19 | 0 | 0 | 0 | 0 | 0 | 0 | 0 | 0 | 0 | 0 | 0 | 0 | 0.89771 | 0.89771 | -0.12325 | -0.12325
Line1_1_3 | 4.885e-05 | 4.885e-05 | 0 | 0 | 3.3844e-05 | 3.3844e-05 | -2.555e-05 | 2.555e-05 | -1.644e-05 | 1.644e-05 | 147.1177 | -32.8823 | 0.89771 | 0.89772 | -0.12325 | -0.12316
Line2_1_4 | 4.9193e-05 | 4.9193e-05 | 0 | 0 | 3.4082e-05 | 3.4082e-05 | -2.567e-05 | 2.567e-05 | -1.6647e-05 | 1.6648e-05 | 146.913 | -33.087 | 0.89771 | 0.89772 | -0.12325 | -0.12317
Line3_1_5 | 0 | 0 | 0 | 0 | 0 | 0 | 0 | 0 | 0 | 0 | 0 | 0 | 0.89771 | 0.89771 | -0.12325 | -0.12325
Line4_2_6 | 0.028669 | 0.028669 | 0 | 0 | 0.019863 | 0.019863 | 0.012586 | -0.012539 | 0.012534 | -0.012485 | -45.0091 | 134.9909 | 0.89427 | 0.89083 | -0.12819 | -0.13317
Line5_6_7 | 0.028669 | 0.028669 | 0 | 0 | 0.019863 | 0.019863 | 0.012539 | -0.012492 | 0.012485 | -0.012435 | -45.0091 | 134.9909 | 0.89083 | 0.88739 | -0.13317 | -0.13818
Line6_7_8 | 0.028869 | 0.028869 | 0 | 0.045831 | 0.020001 | 0.020001 | 0.012549 | -0.012501 | 0.012551 | -0.012501 | -45.1427 | 134.8573 | 0.88739 | 0.88393 | -0.13818 | -0.14275
Line7_8_9 | 0 | 0 | 0 | 0 | 0 | 0 | -1.5626e-10 | 0 | 2.1802e-11 | 0 | 0 | 0 | 0.88393 | 0.88393 | -0.14275 | -0.14275
Line8_8_10 | 0 | 0 | 0 | 0 | 0 | 0 | -1.5626e-10 | 0 | 2.1802e-11 | 0 | 0 | 0 | 0.88393 | 0.88393 | -0.14275 | -0.14275
Line9_3_11 | 4.885e-05 | 4.885e-05 | 0 | 0 | 3.3844e-05 | 3.3844e-05 | -2.555e-05 | 2.555e-05 | -1.644e-05 | 1.644e-05 | 147.1176 | -32.8824 | 0.89772 | 0.89773 | -0.12316 | -0.12308

## LL_max_6
name | pf_ikss_a_from_ka | pf_ikss_b_from_ka | pf_ikss_c_from_ka | pf_ikss_a_to_ka | pf_ikss_b_to_ka | pf_ikss_c_to_ka | pf_skss_a_from_mw | pf_skss_b_from_mw | pf_skss_c_from_mw | pf_skss_a_to_mw | pf_skss_b_to_mw | pf_skss_c_to_mw | pf_p_a_from_mw | pf_p_b_from_mw | pf_p_c_from_mw | pf_p_a_to_mw | pf_p_b_to_mw | pf_p_c_to_mw | pf_q_a_from_mvar | pf_q_b_from_mvar | pf_q_c_from_mvar | pf_q_a_to_mvar | pf_q_b_to_mvar | pf_q_c_to_mvar | pf_ikss_a_from_degree | pf_ikss_b_from_degree | pf_ikss_c_from_degree | pf_ikss_a_to_degree | pf_ikss_b_to_degree | pf_ikss_c_to_degree | pf_vm_a_from_pu | pf_vm_b_from_pu | pf_vm_c_from_pu | pf_vm_a_to_pu | pf_vm_b_to_pu | pf_vm_c_to_pu | pf_va_a_from_degree | pf_va_b_from_degree | pf_va_c_from_degree | pf_va_a_to_degree | pf_va_b_to_degree | pf_va_c_to_degree
Line0_1_2 | 0.17327 | 1.8186 | 1.8788 | 0.17327 | 1.8186 | 1.8788 | 0.040014 | 0.42 | 0.43389 | 0.040014 | 0.42 | 0.43389 | -0.029848 | 0.36908 | -0.079014 | 0.030148 | -0.33601 | 0.11431 | -0.031684 | 0.18374 | 0.38771 | 0.032284 | -0.11759 | -0.31712 | 133.9243 | -153.8478 | 21.1138 | -46.0757 | 26.1522 | -158.8862 | 1.0878 | 0.98164 | 0.91195 | 1.1039 | 0.8476 | 0.77691 | 0.63311 | -127.3826 | 122.6326 | 0.88371 | -134.5599 | 130.9367
Line10_11_12 | 0.10472 | 0.17971 | 0.19845 | 0.10472 | 0.17971 | 0.19845 | 0.024183 | 0.041502 | 0.04583 | 0.024183 | 0.041502 | 0.04583 | -0.0026482 | -0.02539 | -8.9685e-05 | 0.0027579 | 0.025713 | 0.00048351 | -0.026633 | -0.033656 | -0.043364 | 0.026853 | 0.034302 | 0.044152 | 95.9307 | 0.01653 | -148.3242 | -84.0693 | -179.9835 | 31.6758 | 1.1067 | 1.0158 | 0.9462 | 1.1162 | 1.033 | 0.96344 | 0.25232 | -127.0137 | 121.5573 | 0.066775 | -126.8384 | 121.0484
Line11_12_13 | 0.10472 | 0.17971 | 0.19845 | 0.10472 | 0.17971 | 0.19845 | 0.024183 | 0.041502 | 0.04583 | 0.024183 | 0.041502 | 0.04583 | -0.0027579 | -0.025713 | -0.00048351 | 0.0028675 | 0.026036 | 0.00087733 | -0.026853 | -0.034302 | -0.044152 | 0.027072 | 0.034948 | 0.044939 | 95.9307 | 0.016529 | -148.3242 | -84.0693 | -179.9835 | 31.6758 | 1.1162 | 1.033 | 0.96344 | 1.1257 | 1.0501 | 0.98075 | 0.066775 | -126.8384 | 121.0484 | -0.11565 | -126.6688 | 120.5574
Line12_13_15 | 0 | 0 | 0 | 0 | 0 | 0 | 0 | 0 | 0 | 0 | 0 | 0 | 9.376e-10 | 8.3035e-11 | -7.4653e-10 | -9.376e-10 | -8.3035e-11 | 7.4653e-10 | 2.6244e-11 | 1.4085e-09 | -1.1019e-10 | -2.6244e-11 | -1.4085e-09 | 1.1019e-10 | 0 | 0 | 0 | 0 | 0 | 0 | 1.1257 | 1.0501 | 0.98075 | 1.1257 | 1.0501 | 0.98075 | -0.11565 | -126.6688 | 120.5574 | -0.11565 | -126.6688 | 120.5574
Line13_13_14 | 0.10472 | 0.17971 | 0.19845 | 0.10472 | 0.17971 | 0.19845 | 0.024183 | 0.041502 | 0.04583 | 0.024183 | 0.041502 | 0.04583 | -0.0028675 | -0.026036 | -0.00087733 | 0.0029772 | 0.026359 | 0.0012712 | -0.027072 | -0.034948 | -0.044939 | 0.027291 | 0.035594 | 0.045727 | 95.9307 | 0.016528 | -148.3242 | -84.0693 | -179.9835 | 31.6758 | 1.1257 | 1.0501 | 0.98075 | 1.1352 | 1.0672 | 0.99814 | -0.11565 | -126.6688 | 120.5574 | -0.29502 | -126.5046 | 120.0834
Line14_15_16 | 0 | 0 | 0 | 0 | 0 | 0 | 0 | 0 | 0 | 0 | 0 | 0 | 6.2507e-10 | 5.5356e-11 | -4.9768e-10 | -6.2507e-10 | -5.5356e-11 | 4.9768e-10 | 1.7496e-11 | 9.3898e-10 | -7.3461e-11 | -1.7496e-11 | -9.3898e-10 | 7.3461e-11 | 0 | 0 | 0 | 0 | 0 | 0 | 1.1257 | 1.0501 | 0.98075 | 1.1257 | 1.0501 | 0.98075 | -0.11565 | -126.6688 | 120.5574 | -0.11565 | -126.6688 | 120.5574
Line15_16_17 | 0 | 0 | 0 | 0 | 0 | 0 | 0 | 0 | 0 | 0 | 0 | 0 | 3.1253e-10 | 2.7678e-11 | -2.4884e-10 | -3.1253e-10 | -2.7678e-11 | 2.4884e-10 | 8.7478e-12 | 4.6949e-10 | -3.673e-11 | -8.7479e-12 | -4.6949e-10 | 3.673e-11 | 0 | 0 | 0 | 0 | 0 | 0 | 1.1257 | 1.0501 | 0.98075 | 1.1257 | 1.0501 | 0.98075 | -0.11565 | -126.6688 | 120.5574 | -0.11565 | -126.6688 | 120.5574
Line16_4_18 | 0 | 0 | 0 | 0 | 0 | 0 | 0 | 0 | 0 | 0 | 0 | 0 | 2.0277e-10 | -1.3908e-10 | -3.9753e-10 | -2.0277e-10 | 1.3908e-10 | 3.9753e-10 | -3.024e-11 | 4.8304e-10 | -1.2066e-10 | 3.024e-11 | -4.8304e-10 | 1.2066e-10 | 0 | 0 | 0 | 0 | 0 | 0 | 1.1002 | 1.004 | 0.93323 | 1.1002 | 1.004 | 0.93323 | 0.40904 | -127.1787 | 121.9244 | 0.40904 | -127.1787 | 121.9244
Line17_5_19 | 0 | 0 | 0 | 0 | 0 | 0 | 0 | 0 | 0 | 0 | 0 | 0 | 1.5113e-10 | -2.1471e-10 | -4.5791e-10 | -1.5113e-10 | 2.1471e-10 | 4.5791e-10 | -4.6278e-11 | 4.8562e-10 | -1.6127e-10 | 4.6277e-11 | -4.8562e-10 | 1.6127e-10 | 0 | 0 | 0 | 0 | 0 | 0 | 1.0878 | 0.98164 | 0.91195 | 1.0878 | 0.98164 | 0.91195 | 0.63311 | -127.3826 | 122.6326 | 0.63311 | -127.3826 | 122.6326
Line1_1_3 | 0.10472 | 0.17971 | 0.19845 | 0.10472 | 0.17971 | 0.19845 | 0.024183 | 0.041502 | 0.04583 | 0.024183 | 0.041502 | 0.04583 | -0.0024289 | -0.024744 | 0.00069796 | 0.0025386 | 0.025067 | -0.00030414 | -0.026195 | -0.032365 | -0.041789 | 0.026414 | 0.03301 | 0.042576 | 95.9307 | 0.016531 | -148.3242 | -84.0693 | -179.9835 | 31.6758 | 1.0878 | 0.98164 | 0.91195 | 1.0973 | 0.99874 | 0.92903 | 0.63311 | -127.3826 | 122.6326 | 0.44108 | -127.195 | 122.0851
Line2_1_4 | 0.13559 | 0.23365 | 0.24939 | 0.13559 | 0.23365 | 0.24939 | 0.031313 | 0.05396 | 0.057594 | 0.031313 | 0.05396 | 0.057594 | -0.0044061 | -0.030872 | 0.001806 | 0.0045899 | 0.031418 | -0.0011841 | -0.033776 | -0.043042 | -0.052492 | 0.034144 | 0.044134 | 0.053736 | 98.0653 | -1.7324 | -149.3379 | -81.9347 | 178.2676 | 30.6621 | 1.0878 | 0.98164 | 0.91195 | 1.1002 | 1.004 | 0.93323 | 0.63311 | -127.3826 | 122.6326 | 0.40904 | -127.1787 | 121.9244
Line3_1_5 | 0 | 0 | 0 | 0 | 0 | 0 | 0 | 0 | 0 | 0 | 0 | 0 | 3.0225e-10 | -4.2942e-10 | -9.1583e-10 | -3.0225e-10 | 4.2942e-10 | 9.1583e-10 | -9.2555e-11 | 9.7125e-10 | -3.2254e-10 | 9.2555e-11 | -9.7125e-10 | 3.2254e-10 | 0 | 0 | 0 | 0 | 0 | 0 | 1.0878 | 0.98164 | 0.91195 | 1.0878 | 0.98164 | 0.91195 | 0.63311 | -127.3826 | 122.6326 | 0.63311 | -127.3826 | 122.6326
Line4_2_6 | 0.17327 | 1.8186 | 1.8788 | 0.17327 | 1.8186 | 1.8788 | 0.040014 | 0.42 | 0.43389 | 0.040014 | 0.42 | 0.43389 | -0.030148 | 0.33601 | -0.11431 | 0.030448 | -0.30293 | 0.14961 | -0.032284 | 0.11759 | 0.31712 | 0.032884 | -0.05144 | -0.24652 | 133.9243 | -153.8478 | 21.1138 | -46.0757 | 26.1522 | -158.8862 | 1.1039 | 0.8476 | 0.77691 | 1.12 | 0.7316 | 0.66461 | 0.88371 | -134.5599 | 130.9367 | 1.1271 | -144.2106 | 142.367
Line5_6_7 | 0.17327 | 1.8186 | 1.8788 | 0.17327 | 1.8186 | 1.8788 | 0.040014 | 0.42 | 0.43389 | 0.040014 | 0.42 | 0.43389 | -0.030448 | 0.30293 | -0.14961 | 0.030749 | -0.26986 | 0.18491 | -0.032884 | 0.05144 | 0.24652 | 0.033485 | 0.014709 | -0.17592 | 133.9243 | -153.8478 | 21.1138 | -46.0757 | 26.1522 | -158.8862 | 1.12 | 0.7316 | 0.66461 | 1.1361 | 0.64348 | 0.58823 | 1.1271 | -144.2106 | 142.367 | 1.3636 | -156.9677 | 157.5403
Line6_7_8 | 0 | 2.4733 | 2.4733 | 0 | 2.4733 | 2.4733 | 0 | 0.57118 | 0.57118 | 0 | 0.57118 | 0.57118 | 1.0799e-09 | 0.36725 | -0.24491 | -1.0799e-09 | -0.30608 | 0.30608 | -3.1227e-10 | 0.01467 | 0.23002 | 3.1227e-10 | 0.10767 | -0.10767 | 0 | -159.2553 | 20.7447 | 0 | 20.7447 | -159.2553 | 1.1361 | 0.64348 | 0.58823 | 1.1361 | 0.56806 | 0.56806 | 1.3636 | -156.9677 | 157.5403 | 1.3636 | -178.6364 | -178.6364
Line7_8_9 | 0 | 0 | 0 | 0 | 0 | 0 | 0 | 0 | 0 | 0 | 0 | 0 | 3.5998e-10 | 4.4923e-11 | 1.3507e-10 | -3.5998e-10 | -4.4923e-11 | -1.3507e-10 | -1.0409e-10 | 1.8675e-09 | -1.9195e-09 | 1.0409e-10 | -1.8675e-09 | 1.9195e-09 | 0 | 0 | 0 | 0 | 0 | 0 | 1.1361 | 0.56806 | 0.56806 | 1.1361 | 0.56806 | 0.56806 | 1.3636 | -178.6364 | -178.6364 | 1.3636 | -178.6364 | -178.6364
Line8_8_10 | 0 | 0 | 0 | 0 | 0 | 0 | 0 | 0 | 0 | 0 | 0 | 0 | 3.5998e-10 | 4.4924e-11 | 1.3507e-10 | -3.5998e-10 | -4.4923e-11 | -1.3507e-10 | -1.0409e-10 | 1.8675e-09 | -1.9195e-09 | 1.0409e-10 | -1.8675e-09 | 1.9195e-09 | 0 | 0 | 0 | 0 | 0 | 0 | 1.1361 | 0.56806 | 0.56806 | 1.1361 | 0.56806 | 0.56806 | 1.3636 | -178.6364 | -178.6364 | 1.3636 | -178.6364 | -178.6364
Line9_3_11 | 0.10472 | 0.17971 | 0.19845 | 0.10472 | 0.17971 | 0.19845 | 0.024183 | 0.041502 | 0.04583 | 0.024183 | 0.041502 | 0.04583 | -0.0025386 | -0.025067 | 0.00030414 | 0.0026482 | 0.02539 | 8.9686e-05 | -0.026414 | -0.03301 | -0.042576 | 0.026633 | 0.033656 | 0.043364 | 95.9307 | 0.01653 | -148.3242 | -84.0693 | -179.9835 | 31.6758 | 1.0973 | 0.99874 | 0.92903 | 1.1067 | 1.0158 | 0.9462 | 0.44108 | -127.195 | 122.0851 | 0.25232 | -127.0137 | 121.5573

## LL_max_10
name | pf_ikss_a_from_ka | pf_ikss_b_from_ka | pf_ikss_c_from_ka | pf_ikss_a_to_ka | pf_ikss_b_to_ka | pf_ikss_c_to_ka | pf_skss_a_from_mw | pf_skss_b_from_mw | pf_skss_c_from_mw | pf_skss_a_to_mw | pf_skss_b_to_mw | pf_skss_c_to_mw | pf_p_a_from_mw | pf_p_b_from_mw | pf_p_c_from_mw | pf_p_a_to_mw | pf_p_b_to_mw | pf_p_c_to_mw | pf_q_a_from_mvar | pf_q_b_from_mvar | pf_q_c_from_mvar | pf_q_a_to_mvar | pf_q_b_to_mvar | pf_q_c_to_mvar | pf_ikss_a_from_degree | pf_ikss_b_from_degree | pf_ikss_c_from_degree | pf_ikss_a_to_degree | pf_ikss_b_to_degree | pf_ikss_c_to_degree | pf_vm_a_from_pu | pf_vm_b_from_pu | pf_vm_c_from_pu | pf_vm_a_to_pu | pf_vm_b_to_pu | pf_vm_c_to_pu | pf_va_a_from_degree | pf_va_b_from_degree | pf_va_c_from_degree | pf_va_a_to_degree | pf_va_b_to_degree | pf_va_c_to_degree
Line0_1_2 | 0.17465 | 1.8958 | 1.9566 | 0.17465 | 1.8958 | 1.9566 | 0.040334 | 0.43781 | 0.45185 | 0.040334 | 0.43781 | 0.45185 | -0.031443 | 0.40151 | -0.0875 | 0.031748 | -0.36557 | 0.12578 | -0.033544 | 0.19962 | 0.41967 | 0.034154 | -0.12774 | -0.34311 | 133.793 | -154.1231 | 21.0046 | -46.207 | 25.8769 | -158.9954 | 1.1399 | 1.0242 | 0.94877 | 1.1561 | 0.88451 | 0.80877 | 0.64459 | -127.6878 | 122.7817 | 0.88377 | -134.8621 | 131.1369
Line10_11_12 | 0.10593 | 0.18566 | 0.20423 | 0.10593 | 0.18566 | 0.20423 | 0.024464 | 0.042877 | 0.047166 | 0.024464 | 0.042877 | 0.047166 | -0.0029833 | -0.027846 | 0.00010494 | 0.0030955 | 0.028191 | 0.00031218 | -0.0282 | -0.035888 | -0.046408 | 0.028424 | 0.036578 | 0.047242 | 96.322 | 0.51287 | -148.4208 | -83.678 | -179.4871 | 31.5792 | 1.1591 | 1.0594 | 0.98394 | 1.1687 | 1.0771 | 1.0016 | 0.28305 | -127.2956 | 121.7087 | 0.10673 | -127.1092 | 121.2005
Line11_12_13 | 0.10593 | 0.18566 | 0.20423 | 0.10593 | 0.18566 | 0.20423 | 0.024464 | 0.042877 | 0.047166 | 0.024464 | 0.042877 | 0.047166 | -0.0030955 | -0.028191 | -0.00031218 | 0.0032077 | 0.028536 | 0.00072929 | -0.028424 | -0.036578 | -0.047242 | 0.028648 | 0.037267 | 0.048076 | 96.322 | 0.51287 | -148.4209 | -83.678 | -179.4871 | 31.5791 | 1.1687 | 1.0771 | 1.0016 | 1.1783 | 1.0947 | 1.0194 | 0.10673 | -127.1092 | 121.2005 | -0.066706 | -126.9287 | 120.7101
Line12_13_15 | 0 | 0 | 0 | 0 | 0 | 0 | 0 | 0 | 0 | 0 | 0 | 0 | 1.0154e-09 | 3.303e-11 | -9.0258e-10 | -1.0154e-09 | -3.303e-11 | 9.0258e-10 | 1.66e-11 | 1.5979e-09 | -1.5287e-10 | -1.66e-11 | -1.5979e-09 | 1.5287e-10 | 0 | 0 | 0 | 0 | 0 | 0 | 1.1783 | 1.0947 | 1.0194 | 1.1783 | 1.0947 | 1.0194 | -0.066706 | -126.9287 | 120.7101 | -0.066706 | -126.9287 | 120.7101
Line13_13_14 | 0.10593 | 0.18566 | 0.20423 | 0.10593 | 0.18566 | 0.20423 | 0.024464 | 0.042877 | 0.047166 | 0.024464 | 0.042877 | 0.047166 | -0.0032077 | -0.028536 | -0.00072929 | 0.00332 | 0.028881 | 0.0011464 | -0.028648 | -0.037267 | -0.048076 | 0.028873 | 0.037957 | 0.048911 | 96.3221 | 0.51286 | -148.4209 | -83.6779 | -179.4871 | 31.5791 | 1.1783 | 1.0947 | 1.0194 | 1.188 | 1.1124 | 1.0373 | -0.066706 | -126.9287 | 120.7101 | -0.23733 | -126.754 | 120.2365
Line14_15_16 | 0 | 0 | 0 | 0 | 0 | 0 | 0 | 0 | 0 | 0 | 0 | 0 | 6.7696e-10 | 2.202e-11 | -6.0172e-10 | -6.7696e-10 | -2.202e-11 | 6.0172e-10 | 1.1066e-11 | 1.0653e-09 | -1.0191e-10 | -1.1066e-11 | -1.0653e-09 | 1.0191e-10 | 0 | 0 | 0 | 0 | 0 | 0 | 1.1783 | 1.0947 | 1.0194 | 1.1783 | 1.0947 | 1.0194 | -0.066706 | -126.9287 | 120.7101 | -0.066706 | -126.9287 | 120.7101
Line15_16_17 | 0 | 0 | 0 | 0 | 0 | 0 | 0 | 0 | 0 | 0 | 0 | 0 | 3.3848e-10 | 1.101e-11 | -3.0086e-10 | -3.3848e-10 | -1.101e-11 | 3.0086e-10 | 5.5331e-12 | 5.3264e-10 | -5.0956e-11 | -5.5331e-12 | -5.3264e-10 | 5.0956e-11 | 0 | 0 | 0 | 0 | 0 | 0 | 1.1783 | 1.0947 | 1.0194 | 1.1783 | 1.0947 | 1.0194 | -0.066706 | -126.9287 | 120.7101 | -0.066706 | -126.9287 | 120.7101
Line16_4_18 | 0 | 0 | 0 | 0 | 0 | 0 | 0 | 0 | 0 | 0 | 0 | 0 | 2.2152e-10 | -1.6767e-10 | -4.5847e-10 | -2.2152e-10 | 1.6767e-10 | 4.5847e-10 | -3.5206e-11 | 5.4902e-10 | -1.422e-10 | 3.5206e-11 | -5.4902e-10 | 1.422e-10 | 0 | 0 | 0 | 0 | 0 | 0 | 1.1524 | 1.047 | 0.97043 | 1.1524 | 1.047 | 0.97043 | 0.43399 | -127.4703 | 122.082 | 0.43399 | -127.4703 | 122.082
Line17_5_19 | 0 | 0 | 0 | 0 | 0 | 0 | 0 | 0 | 0 | 0 | 0 | 0 | 1.6714e-10 | -2.4758e-10 | -5.2159e-10 | -1.6714e-10 | 2.4758e-10 | 5.2159e-10 | -5.1723e-11 | 5.5261e-10 | -1.8571e-10 | 5.1723e-11 | -5.5261e-10 | 1.8571e-10 | 0 | 0 | 0 | 0 | 0 | 0 | 1.1399 | 1.0242 | 0.94877 | 1.1399 | 1.0242 | 0.94877 | 0.64459 | -127.6878 | 122.7817 | 0.64459 | -127.6878 | 122.7817
Line1_1_3 | 0.10593 | 0.18566 | 0.20423 | 0.10593 | 0.18566 | 0.20423 | 0.024464 | 0.042877 | 0.047166 | 0.024464 | 0.042877 | 0.047166 | -0.0027589 | -0.027157 | 0.00093916 | 0.0028711 | 0.027502 | -0.00052205 | -0.027751 | -0.03451 | -0.044739 | 0.027975 | 0.035199 | 0.045574 | 96.322 | 0.51287 | -148.4208 | -83.678 | -179.4871 | 31.5792 | 1.1399 | 1.0242 | 0.94877 | 1.1495 | 1.0418 | 0.96631 | 0.64459 | -127.6878 | 122.7817 | 0.46231 | -127.4884 | 122.2354
Line2_1_4 | 0.13599 | 0.23897 | 0.25431 | 0.13599 | 0.23897 | 0.25431 | 0.031405 | 0.055188 | 0.058731 | 0.031405 | 0.055188 | 0.058731 | -0.0048586 | -0.033585 | 0.0021423 | 0.0050435 | 0.034156 | -0.0014956 | -0.035468 | -0.045463 | -0.055681 | 0.035838 | 0.046605 | 0.056974 | 98.4446 | -1.2331 | -149.4216 | -81.5554 | 178.7669 | 30.5784 | 1.1399 | 1.0242 | 0.94877 | 1.1524 | 1.047 | 0.97043 | 0.64459 | -127.6878 | 122.7817 | 0.43399 | -127.4703 | 122.082
Line3_1_5 | 0 | 0 | 0 | 0 | 0 | 0 | 0 | 0 | 0 | 0 | 0 | 0 | 3.3427e-10 | -4.9517e-10 | -1.0432e-09 | -3.3427e-10 | 4.9517e-10 | 1.0432e-09 | -1.0345e-10 | 1.1052e-09 | -3.7143e-10 | 1.0345e-10 | -1.1052e-09 | 3.7143e-10 | 0 | 0 | 0 | 0 | 0 | 0 | 1.1399 | 1.0242 | 0.94877 | 1.1399 | 1.0242 | 0.94877 | 0.64459 | -127.6878 | 122.7817 | 0.64459 | -127.6878 | 122.7817
Line4_2_6 | 0.17465 | 1.8958 | 1.9566 | 0.17465 | 1.8958 | 1.9566 | 0.040334 | 0.43781 | 0.45185 | 0.040334 | 0.43781 | 0.45185 | -0.031748 | 0.36557 | -0.12578 | 0.032053 | -0.32963 | 0.16406 | -0.034154 | 0.12774 | 0.34311 | 0.034764 | -0.055864 | -0.26655 | 133.793 | -154.1231 | 21.0046 | -46.207 | 25.8769 | -158.9954 | 1.1561 | 0.88451 | 0.80877 | 1.1724 | 0.76365 | 0.6927 | 0.88377 | -134.8621 | 131.1369 | 1.1163 | -144.5044 | 142.617
Line5_6_7 | 0.17465 | 1.8958 | 1.9566 | 0.17465 | 1.8958 | 1.9566 | 0.040334 | 0.43781 | 0.45185 | 0.040334 | 0.43781 | 0.45185 | -0.032053 | 0.32963 | -0.16406 | 0.032358 | -0.29369 | 0.20234 | -0.034764 | 0.055864 | 0.26655 | 0.035374 | 0.016014 | -0.18999 | 133.793 | -154.1231 | 21.0046 | -46.207 | 25.8769 | -158.9954 | 1.1724 | 0.76365 | 0.6927 | 1.1886 | 0.67182 | 0.61427 | 1.1163 | -144.5044 | 142.617 | 1.3425 | -157.2443 | 157.8084
Line6_7_8 | 0 | 2.5535 | 2.5535 | 0 | 2.5535 | 2.5535 | 0 | 0.58971 | 0.58971 | 0 | 0.58971 | 0.58971 | 1.1627e-09 | 0.39592 | -0.26551 | -1.1627e-09 | -0.33072 | 0.33072 | -3.3698e-10 | 0.014396 | 0.24643 | 3.3698e-10 | 0.11601 | -0.11601 | 0 | -159.3267 | 20.6733 | 0 | 20.6733 | -159.3267 | 1.1886 | 0.67182 | 0.61427 | 1.1886 | 0.59431 | 0.59431 | 1.3425 | -157.2443 | 157.8084 | 1.3425 | -178.6575 | -178.6575
Line7_8_9 | 0 | 0 | 0 | 0 | 0 | 0 | 0 | 0 | 0 | 0 | 0 | 0 | 3.8758e-10 | 4.8257e-11 | 1.4553e-10 | -3.8758e-10 | -4.8257e-11 | -1.4553e-10 | -1.1233e-10 | 2.0473e-09 | -2.1034e-09 | 1.1233e-10 | -2.0473e-09 | 2.1034e-09 | 0 | 0 | 0 | 0 | 0 | 0 | 1.1886 | 0.59431 | 0.59431 | 1.1886 | 0.59431 | 0.59431 | 1.3425 | -178.6575 | -178.6575 | 1.3425 | -178.6575 | -178.6575
Line8_8_10 | 0 | 0 | 0 | 0 | 0 | 0 | 0 | 0 | 0 | 0 | 0 | 0 | 3.8758e-10 | 4.8256e-11 | 1.4553e-10 | -3.8758e-10 | -4.8256e-11 | -1.4553e-10 | -1.1233e-10 | 2.0473e-09 | -2.1034e-09 | 1.1233e-10 | -2.0473e-09 | 2.1034e-09 | 0 | 0 | 0 | 0 | 0 | 0 | 1.1886 | 0.59431 | 0.59431 | 1.1886 | 0.59431 | 0.59431 | 1.3425 | -178.6575 | -178.6575 | 1.3425 | -178.6575 | -178.6575
Line9_3_11 | 0.10593 | 0.18566 | 0.20423 | 0.10593 | 0.18566 | 0.20423 | 0.024464 | 0.042877 | 0.047166 | 0.024464 | 0.042877 | 0.047166 | -0.0028711 | -0.027502 | 0.00052205 | 0.0029833 | 0.027846 | -0.00010494 | -0.027975 | -0.035199 | -0.045574 | 0.0282 | 0.035888 | 0.046408 | 96.322 | 0.51287 | -148.4208 | -83.678 | -179.4871 | 31.5792 | 1.1495 | 1.0418 | 0.96631 | 1.1591 | 1.0594 | 0.98394 | 0.46231 | -127.4884 | 122.2354 | 0.28305 | -127.2956 | 121.7087

## LL_max_fault_6
name | pf_ikss_a_from_ka | pf_ikss_b_from_ka | pf_ikss_c_from_ka | pf_ikss_a_to_ka | pf_ikss_b_to_ka | pf_ikss_c_to_ka | pf_skss_a_from_mw | pf_skss_b_from_mw | pf_skss_c_from_mw | pf_skss_a_to_mw | pf_skss_b_to_mw | pf_skss_c_to_mw | pf_p_a_from_mw | pf_p_b_from_mw | pf_p_c_from_mw | pf_p_a_to_mw | pf_p_b_to_mw | pf_p_c_to_mw | pf_q_a_from_mvar | pf_q_b_from_mvar | pf_q_c_from_mvar | pf_q_a_to_mvar | pf_q_b_to_mvar | pf_q_c_to_mvar | pf_ikss_a_from_degree | pf_ikss_b_from_degree | pf_ikss_c_from_degree | pf_ikss_a_to_degree | pf_ikss_b_to_degree | pf_ikss_c_to_degree | pf_vm_a_from_pu | pf_vm_b_from_pu | pf_vm_c_from_pu | pf_vm_a_to_pu | pf_vm_b_to_pu | pf_vm_c_to_pu | pf_va_a_from_degree | pf_va_b_from_degree | pf_va_c_from_degree | pf_va_a_to_degree | pf_va_b_to_degree | pf_va_c_to_degree
Line0_1_2 | 0.11879 | 0.099306 | 0.069296 | 0.11879 | 0.099306 | 0.069296 | 0.027433 | 0.022934 | 0.016003 | 0.027433 | 0.022934 | 0.016003 | -0.011775 | 0.00036099 | -0.0077744 | 0.011916 | -0.00026237 | 0.0078224 | -0.027359 | -0.02487 | -0.015462 | 0.027642 | 0.025067 | 0.015558 | 113.4271 | -30.9187 | -123.2228 | -66.5729 | 149.0813 | 56.7772 | 1.0858 | 1.0845 | 1.0814 | 1.0973 | 1.0931 | 1.0881 | 0.14068 | -120.0872 | 120.0834 | 0.10633 | -120.3191 | 120.0842
Line10_11_12 | 0.10655 | 0.10703 | 0.10878 | 0.10655 | 0.10703 | 0.10878 | 0.024606 | 0.024718 | 0.025123 | 0.024606 | 0.024718 | 0.025123 | -0.0010158 | -0.0017068 | -0.0012557 | 0.0011293 | 0.0018213 | 0.0013741 | -0.027159 | -0.027225 | -0.027623 | 0.027386 | 0.027454 | 0.027859 | 91.8324 | -26.9273 | -147.767 | -88.1676 | 153.0727 | 32.233 | 1.1045 | 1.1036 | 1.1006 | 1.1139 | 1.1131 | 1.1103 | -0.3095 | -120.5146 | 119.6301 | -0.5289 | -120.7228 | 119.4094
Line11_12_13 | 0.10655 | 0.10703 | 0.10878 | 0.10655 | 0.10703 | 0.10878 | 0.024606 | 0.024718 | 0.025123 | 0.024606 | 0.024718 | 0.025123 | -0.0011293 | -0.0018213 | -0.0013741 | 0.0012428 | 0.0019359 | 0.0014924 | -0.027386 | -0.027454 | -0.027859 | 0.027613 | 0.027683 | 0.028096 | 91.8324 | -26.9273 | -147.767 | -88.1676 | 153.0727 | 32.233 | 1.1139 | 1.1131 | 1.1103 | 1.1234 | 1.1227 | 1.1199 | -0.5289 | -120.7228 | 119.4094 | -0.74462 | -120.9275 | 119.1924
Line12_13_15 | 0 | 0 | 0 | 0 | 0 | 0 | 0 | 0 | 0 | 0 | 0 | 0 | 9.0753e-10 | 8.9968e-10 | 8.6273e-10 | -9.0753e-10 | -8.9968e-10 | -8.6273e-10 | 1.6862e-10 | 2.0991e-10 | 1.8232e-10 | -1.6862e-10 | -2.0991e-10 | -1.8232e-10 | 0 | 0 | 0 | 0 | 0 | 0 | 1.1234 | 1.1227 | 1.1199 | 1.1234 | 1.1227 | 1.1199 | -0.74462 | -120.9275 | 119.1924 | -0.74462 | -120.9275 | 119.1924
Line13_13_14 | 0.10655 | 0.10703 | 0.10878 | 0.10655 | 0.10703 | 0.10878 | 0.024606 | 0.024718 | 0.025123 | 0.024606 | 0.024718 | 0.025123 | -0.0012428 | -0.0019359 | -0.0014924 | 0.0013563 | 0.0020504 | 0.0016108 | -0.027613 | -0.027683 | -0.028096 | 0.02784 | 0.027912 | 0.028333 | 91.8324 | -26.9273 | -147.767 | -88.1676 | 153.0727 | 32.233 | 1.1234 | 1.1227 | 1.1199 | 1.1328 | 1.1323 | 1.1296 | -0.74462 | -120.9275 | 119.1924 | -0.95675 | -121.1287 | 118.9792
Line14_15_16 | 0 | 0 | 0 | 0 | 0 | 0 | 0 | 0 | 0 | 0 | 0 | 0 | 6.0502e-10 | 5.9979e-10 | 5.7516e-10 | -6.0502e-10 | -5.9979e-10 | -5.7516e-10 | 1.1241e-10 | 1.3994e-10 | 1.2154e-10 | -1.1241e-10 | -1.3994e-10 | -1.2154e-10 | 0 | 0 | 0 | 0 | 0 | 0 | 1.1234 | 1.1227 | 1.1199 | 1.1234 | 1.1227 | 1.1199 | -0.74462 | -120.9275 | 119.1924 | -0.74462 | -120.9275 | 119.1924
Line15_16_17 | 0 | 0 | 0 | 0 | 0 | 0 | 0 | 0 | 0 | 0 | 0 | 0 | 3.0251e-10 | 2.9989e-10 | 2.8758e-10 | -3.0251e-10 | -2.9989e-10 | -2.8758e-10 | 5.6205e-11 | 6.997e-11 | 6.0772e-11 | -5.6205e-11 | -6.997e-11 | -6.0772e-11 | 0 | 0 | 0 | 0 | 0 | 0 | 1.1234 | 1.1227 | 1.1199 | 1.1234 | 1.1227 | 1.1199 | -0.74462 | -120.9275 | 119.1924 | -0.74462 | -120.9275 | 119.1924
Line16_4_18 | 0 | 0 | 0 | 0 | 0 | 0 | 0 | 0 | 0 | 0 | 0 | 0 | 1.9235e-10 | 1.881e-10 | 1.7532e-10 | -1.9235e-10 | -1.881e-10 | -1.7532e-10 | 1.0617e-11 | 2.6412e-11 | 1.5024e-11 | -1.0617e-11 | -2.6412e-11 | -1.5024e-11 | 0 | 0 | 0 | 0 | 0 | 0 | 1.0978 | 1.0968 | 1.0937 | 1.0978 | 1.0968 | 1.0937 | -0.14393 | -120.3584 | 119.7956 | -0.14393 | -120.3584 | 119.7956
Line17_5_19 | 0 | 0 | 0 | 0 | 0 | 0 | 0 | 0 | 0 | 0 | 0 | 0 | 1.4247e-10 | 1.374e-10 | 1.2462e-10 | -1.4247e-10 | -1.374e-10 | -1.2462e-10 | -1.0264e-11 | 6.3517e-12 | -6.0615e-12 | 1.0264e-11 | -6.3518e-12 | 6.0615e-12 | 0 | 0 | 0 | 0 | 0 | 0 | 1.0858 | 1.0845 | 1.0814 | 1.0858 | 1.0845 | 1.0814 | 0.14068 | -120.0872 | 120.0834 | 0.14068 | -120.0872 | 120.0834
Line1_1_3 | 0.10655 | 0.10703 | 0.10878 | 0.10655 | 0.10703 | 0.10878 | 0.024606 | 0.024718 | 0.025123 | 0.024606 | 0.024718 | 0.025123 | -0.00078874 | -0.0014777 | -0.001019 | 0.00090226 | 0.0015922 | 0.0011374 | -0.026705 | -0.026767 | -0.027149 | 0.026932 | 0.026996 | 0.027386 | 91.8324 | -26.9273 | -147.767 | -88.1676 | 153.0727 | 32.233 | 1.0858 | 1.0845 | 1.0814 | 1.0952 | 1.0941 | 1.091 | 0.14068 | -120.0872 | 120.0834 | -0.086337 | -120.3027 | 119.8548
Line2_1_4 | 0.13601 | 0.13686 | 0.13884 | 0.13601 | 0.13686 | 0.13884 | 0.031409 | 0.031608 | 0.032063 | 0.031409 | 0.031608 | 0.032063 | -0.0012515 | -0.002092 | -0.0014759 | 0.0014365 | 0.0022793 | 0.0016686 | -0.034081 | -0.034216 | -0.034643 | 0.034451 | 0.034591 | 0.035028 | 92.2437 | -26.5884 | -147.4771 | -87.7563 | 153.4116 | 32.5229 | 1.0858 | 1.0845 | 1.0814 | 1.0978 | 1.0968 | 1.0937 | 0.14068 | -120.0872 | 120.0834 | -0.14393 | -120.3584 | 119.7956
Line3_1_5 | 0 | 0 | 0 | 0 | 0 | 0 | 0 | 0 | 0 | 0 | 0 | 0 | 2.8494e-10 | 2.7479e-10 | 2.4924e-10 | -2.8494e-10 | -2.748e-10 | -2.4924e-10 | -2.0528e-11 | 1.2703e-11 | -1.2123e-11 | 2.0528e-11 | -1.2704e-11 | 1.2123e-11 | 0 | 0 | 0 | 0 | 0 | 0 | 1.0858 | 1.0845 | 1.0814 | 1.0858 | 1.0845 | 1.0814 | 0.14068 | -120.0872 | 120.0834 | 0.14068 | -120.0872 | 120.0834
Line4_2_6 | 0.11879 | 0.099306 | 0.069296 | 0.11879 | 0.099306 | 0.069296 | 0.027433 | 0.022934 | 0.016003 | 0.027433 | 0.022934 | 0.016003 | -0.011916 | 0.00026237 | -0.0078224 | 0.012057 | -0.00016376 | 0.0078704 | -0.027642 | -0.025067 | -0.015558 | 0.027924 | 0.025265 | 0.015654 | 113.4271 | -30.9187 | -123.2228 | -66.5729 | 149.0813 | 56.7772 | 1.0973 | 1.0931 | 1.0881 | 1.1087 | 1.1017 | 1.0948 | 0.10633 | -120.3191 | 120.0842 | 0.072695 | -120.5474 | 120.085
Line5_6_7 | 0.11879 | 0.099306 | 0.069296 | 0.11879 | 0.099306 | 0.069296 | 0.027433 | 0.022934 | 0.016003 | 0.027433 | 0.022934 | 0.016003 | -0.012057 | 0.00016376 | -0.0078704 | 0.012198 | -6.514e-05 | 0.0079184 | -0.027924 | -0.025265 | -0.015654 | 0.028206 | 0.025462 | 0.01575 | 113.4271 | -30.9187 | -123.2228 | -66.5729 | 149.0813 | 56.7772 | 1.1087 | 1.1017 | 1.0948 | 1.1202 | 1.1102 | 1.1016 | 0.072695 | -120.5474 | 120.085 | 0.039749 | -120.7722 | 120.0858
Line6_7_8 | 0 | 0.061915 | 0.061915 | 0 | 0.061915 | 0.061915 | 0 | 0.014299 | 0.014299 | 0 | 0.014299 | 0.014299 | 8.6545e-10 | 0.015347 | 0.0038971 | -8.6545e-10 | -0.015309 | -0.0038588 | -8.9763e-12 | 0.0040598 | 0.015261 | 8.9762e-12 | -0.0039831 | -0.015184 | 0 | -135.5892 | 44.4108 | 0 | 44.4108 | -135.5892 | 1.1202 | 1.1102 | 1.1016 | 1.1202 | 1.1063 | 1.0957 | 0.039749 | -120.7722 | 120.0858 | 0.039749 | -121.0051 | 120.1522
Line7_8_9 | 0 | 0 | 0 | 0 | 0 | 0 | 0 | 0 | 0 | 0 | 0 | 0 | 2.8848e-10 | 2.2897e-10 | 1.8361e-10 | -2.8848e-10 | -2.2897e-10 | -1.8361e-10 | -2.9921e-12 | 7.4715e-11 | -1.1208e-11 | 2.9921e-12 | -7.4714e-11 | 1.1208e-11 | 0 | 0 | 0 | 0 | 0 | 0 | 1.1202 | 1.1063 | 1.0957 | 1.1202 | 1.1063 | 1.0957 | 0.039749 | -121.0051 | 120.1522 | 0.039749 | -121.0051 | 120.1522
Line8_8_10 | 0 | 0 | 0 | 0 | 0 | 0 | 0 | 0 | 0 | 0 | 0 | 0 | 2.8848e-10 | 2.2897e-10 | 1.8361e-10 | -2.8848e-10 | -2.2897e-10 | -1.8361e-10 | -2.9922e-12 | 7.4715e-11 | -1.1208e-11 | 2.9921e-12 | -7.4714e-11 | 1.1208e-11 | 0 | 0 | 0 | 0 | 0 | 0 | 1.1202 | 1.1063 | 1.0957 | 1.1202 | 1.1063 | 1.0957 | 0.039749 | -121.0051 | 120.1522 | 0.039749 | -121.0051 | 120.1522
Line9_3_11 | 0.10655 | 0.10703 | 0.10878 | 0.10655 | 0.10703 | 0.10878 | 0.024606 | 0.024718 | 0.025123 | 0.024606 | 0.024718 | 0.025123 | -0.00090226 | -0.0015922 | -0.0011374 | 0.0010158 | 0.0017068 | 0.0012557 | -0.026932 | -0.026996 | -0.027386 | 0.027159 | 0.027225 | 0.027623 | 91.8324 | -26.9273 | -147.767 | -88.1676 | 153.0727 | 32.233 | 1.0952 | 1.0941 | 1.091 | 1.1045 | 1.1036 | 1.1006 | -0.086337 | -120.3027 | 119.8548 | -0.3095 | -120.5146 | 119.6301

## LL_max_fault_10
name | pf_ikss_a_from_ka | pf_ikss_b_from_ka | pf_ikss_c_from_ka | pf_ikss_a_to_ka | pf_ikss_b_to_ka | pf_ikss_c_to_ka | pf_skss_a_from_mw | pf_skss_b_from_mw | pf_skss_c_from_mw | pf_skss_a_to_mw | pf_skss_b_to_mw | pf_skss_c_to_mw | pf_p_a_from_mw | pf_p_b_from_mw | pf_p_c_from_mw | pf_p_a_to_mw | pf_p_b_to_mw | pf_p_c_to_mw | pf_q_a_from_mvar | pf_q_b_from_mvar | pf_q_c_from_mvar | pf_q_a_to_mvar | pf_q_b_to_mvar | pf_q_c_to_mvar | pf_ikss_a_from_degree | pf_ikss_b_from_degree | pf_ikss_c_from_degree | pf_ikss_a_to_degree | pf_ikss_b_to_degree | pf_ikss_c_to_degree | pf_vm_a_from_pu | pf_vm_b_from_pu | pf_vm_c_from_pu | pf_vm_a_to_pu | pf_vm_b_to_pu | pf_vm_c_to_pu | pf_va_a_from_degree | pf_va_b_from_degree | pf_va_c_from_degree | pf_va_a_to_degree | pf_va_b_to_degree | pf_va_c_to_degree
Line0_1_2 | 0.11964 | 0.099635 | 0.067517 | 0.11964 | 0.099635 | 0.067517 | 0.02763 | 0.02301 | 0.015592 | 0.02763 | 0.02301 | 0.015592 | -0.012342 | 0.0010456 | -0.0079644 | 0.012485 | -0.00094629 | 0.00801 | -0.028912 | -0.026126 | -0.015768 | 0.029198 | 0.026325 | 0.015859 | 113.2582 | -32.3895 | -123.1191 | -66.7418 | 147.6105 | 56.8809 | 1.1377 | 1.1364 | 1.1329 | 1.1493 | 1.1448 | 1.1395 | 0.14174 | -120.0978 | 120.0821 | 0.107 | -120.3308 | 120.0835
Line10_11_12 | 0.10774 | 0.10827 | 0.11012 | 0.10774 | 0.10827 | 0.11012 | 0.02488 | 0.025004 | 0.025432 | 0.02488 | 0.025004 | 0.025432 | -0.0011093 | -0.0018788 | -0.0013718 | 0.0012254 | 0.001996 | 0.0014931 | -0.028758 | -0.028835 | -0.029275 | 0.02899 | 0.02907 | 0.029518 | 91.9175 | -26.7803 | -147.6717 | -88.0825 | 153.2197 | 32.3283 | 1.1567 | 1.1556 | 1.1524 | 1.1662 | 1.1653 | 1.1621 | -0.29156 | -120.5081 | 119.6455 | -0.50292 | -120.7082 | 119.4327
Line11_12_13 | 0.10774 | 0.10827 | 0.11012 | 0.10774 | 0.10827 | 0.11012 | 0.02488 | 0.025004 | 0.025432 | 0.02488 | 0.025004 | 0.025432 | -0.0012254 | -0.001996 | -0.0014931 | 0.0013414 | 0.0021132 | 0.0016143 | -0.02899 | -0.02907 | -0.029518 | 0.029222 | 0.029304 | 0.02976 | 91.9175 | -26.7803 | -147.6717 | -88.0825 | 153.2197 | 32.3283 | 1.1662 | 1.1653 | 1.1621 | 1.1757 | 1.175 | 1.1719 | -0.50292 | -120.7082 | 119.4327 | -0.71085 | -120.9049 | 119.2234
Line12_13_15 | 0 | 0 | 0 | 0 | 0 | 0 | 0 | 0 | 0 | 0 | 0 | 0 | 9.806e-10 | 9.7112e-10 | 9.284e-10 | -9.806e-10 | -9.7112e-10 | -9.284e-10 | 1.765e-10 | 2.2454e-10 | 1.922e-10 | -1.765e-10 | -2.2454e-10 | -1.922e-10 | 0 | 0 | 0 | 0 | 0 | 0 | 1.1757 | 1.175 | 1.1719 | 1.1757 | 1.175 | 1.1719 | -0.71085 | -120.9049 | 119.2234 | -0.71085 | -120.9049 | 119.2234
Line13_13_14 | 0.10774 | 0.10827 | 0.11012 | 0.10774 | 0.10827 | 0.11012 | 0.02488 | 0.025004 | 0.025432 | 0.02488 | 0.025004 | 0.025432 | -0.0013414 | -0.0021132 | -0.0016143 | 0.0014575 | 0.0022304 | 0.0017356 | -0.029222 | -0.029304 | -0.02976 | 0.029454 | 0.029538 | 0.030003 | 91.9175 | -26.7803 | -147.6717 | -88.0825 | 153.2197 | 32.3283 | 1.1757 | 1.175 | 1.1719 | 1.1853 | 1.1847 | 1.1817 | -0.71085 | -120.9049 | 119.2234 | -0.91544 | -121.0985 | 119.0176
Line14_15_16 | 0 | 0 | 0 | 0 | 0 | 0 | 0 | 0 | 0 | 0 | 0 | 0 | 6.5373e-10 | 6.4742e-10 | 6.1893e-10 | -6.5373e-10 | -6.4742e-10 | -6.1893e-10 | 1.1766e-10 | 1.4969e-10 | 1.2813e-10 | -1.1767e-10 | -1.4969e-10 | -1.2813e-10 | 0 | 0 | 0 | 0 | 0 | 0 | 1.1757 | 1.175 | 1.1719 | 1.1757 | 1.175 | 1.1719 | -0.71085 | -120.9049 | 119.2234 | -0.71085 | -120.9049 | 119.2234
Line15_16_17 | 0 | 0 | 0 | 0 | 0 | 0 | 0 | 0 | 0 | 0 | 0 | 0 | 3.2687e-10 | 3.2371e-10 | 3.0947e-10 | -3.2687e-10 | -3.2371e-10 | -3.0947e-10 | 5.8832e-11 | 7.4847e-11 | 6.4067e-11 | -5.8832e-11 | -7.4847e-11 | -6.4067e-11 | 0 | 0 | 0 | 0 | 0 | 0 | 1.1757 | 1.175 | 1.1719 | 1.1757 | 1.175 | 1.1719 | -0.71085 | -120.9049 | 119.2234 | -0.71085 | -120.9049 | 119.2234
Line16_4_18 | 0 | 0 | 0 | 0 | 0 | 0 | 0 | 0 | 0 | 0 | 0 | 0 | 2.0976e-10 | 2.0476e-10 | 1.9003e-10 | -2.0976e-10 | -2.0476e-10 | -1.9003e-10 | 1.0497e-11 | 2.877e-11 | 1.553e-11 | -1.0497e-11 | -2.877e-11 | -1.553e-11 | 0 | 0 | 0 | 0 | 0 | 0 | 1.1498 | 1.1486 | 1.1452 | 1.1498 | 1.1486 | 1.1452 | -0.1297 | -120.3558 | 119.8074 | -0.1297 | -120.3558 | 119.8074
Line17_5_19 | 0 | 0 | 0 | 0 | 0 | 0 | 0 | 0 | 0 | 0 | 0 | 0 | 1.5739e-10 | 1.5147e-10 | 1.3676e-10 | -1.5739e-10 | -1.5147e-10 | -1.3676e-10 | -1.1352e-11 | 7.8246e-12 | -6.5504e-12 | 1.1352e-11 | -7.8246e-12 | 6.5504e-12 | 0 | 0 | 0 | 0 | 0 | 0 | 1.1377 | 1.1364 | 1.1329 | 1.1377 | 1.1364 | 1.1329 | 0.14174 | -120.0978 | 120.0821 | 0.14174 | -120.0978 | 120.0821
Line1_1_3 | 0.10774 | 0.10827 | 0.11012 | 0.10774 | 0.10827 | 0.11012 | 0.02488 | 0.025004 | 0.025432 | 0.02488 | 0.025004 | 0.025432 | -0.00087715 | -0.0016443 | -0.0011292 | 0.00099322 | 0.0017615 | 0.0012505 | -0.028293 | -0.028366 | -0.02879 | 0.028526 | 0.028601 | 0.029033 | 91.9175 | -26.7803 | -147.6717 | -88.0825 | 153.2197 | 32.3283 | 1.1377 | 1.1364 | 1.1329 | 1.1472 | 1.146 | 1.1426 | 0.14174 | -120.0978 | 120.0821 | -0.076702 | -120.3047 | 119.862
Line2_1_4 | 0.13626 | 0.13718 | 0.13925 | 0.13626 | 0.13718 | 0.13925 | 0.031467 | 0.03168 | 0.032158 | 0.031467 | 0.03168 | 0.032158 | -0.0013618 | -0.00229 | -0.0016062 | 0.0015475 | 0.0024781 | 0.0018001 | -0.035775 | -0.035927 | -0.036397 | 0.036146 | 0.036303 | 0.036785 | 92.3218 | -26.4507 | -147.391 | -87.6782 | 153.5493 | 32.609 | 1.1377 | 1.1364 | 1.1329 | 1.1498 | 1.1486 | 1.1452 | 0.14174 | -120.0978 | 120.0821 | -0.1297 | -120.3558 | 119.8074
Line3_1_5 | 0 | 0 | 0 | 0 | 0 | 0 | 0 | 0 | 0 | 0 | 0 | 0 | 3.1478e-10 | 3.0295e-10 | 2.7351e-10 | -3.1478e-10 | -3.0295e-10 | -2.7351e-10 | -2.2704e-11 | 1.5649e-11 | -1.3101e-11 | 2.2704e-11 | -1.5649e-11 | 1.3101e-11 | 0 | 0 | 0 | 0 | 0 | 0 | 1.1377 | 1.1364 | 1.1329 | 1.1377 | 1.1364 | 1.1329 | 0.14174 | -120.0978 | 120.0821 | 0.14174 | -120.0978 | 120.0821
Line4_2_6 | 0.11964 | 0.099635 | 0.067517 | 0.11964 | 0.099635 | 0.067517 | 0.02763 | 0.02301 | 0.015592 | 0.02763 | 0.02301 | 0.015592 | -0.012485 | 0.00094629 | -0.00801 | 0.012628 | -0.00084702 | 0.0080556 | -0.029198 | -0.026325 | -0.015859 | 0.029484 | 0.026523 | 0.01595 | 113.2582 | -32.3895 | -123.1191 | -66.7418 | 147.6105 | 56.8809 | 1.1493 | 1.1448 | 1.1395 | 1.1609 | 1.1533 | 1.146 | 0.107 | -120.3308 | 120.0835 | 0.072951 | -120.5604 | 120.0848
Line5_6_7 | 0.11964 | 0.099635 | 0.067517 | 0.11964 | 0.099635 | 0.067517 | 0.02763 | 0.02301 | 0.015592 | 0.02763 | 0.02301 | 0.015592 | -0.012628 | 0.00084702 | -0.0080556 | 0.012771 | -0.00074775 | 0.0081012 | -0.029484 | -0.026523 | -0.01595 | 0.029771 | 0.026722 | 0.016041 | 113.2582 | -32.3895 | -123.1191 | -66.7418 | 147.6105 | 56.8809 | 1.1609 | 1.1533 | 1.146 | 1.1724 | 1.1618 | 1.1525 | 0.072951 | -120.5604 | 120.0848 | 0.039575 | -120.7867 | 120.0861
Line6_7_8 | 0 | 0.06478 | 0.06478 | 0 | 0.06478 | 0.06478 | 0 | 0.01496 | 0.01496 | 0 | 0.01496 | 0.01496 | 9.3393e-10 | 0.016803 | 0.0042632 | -9.3393e-10 | -0.016761 | -0.0042213 | -9.799e-12 | 0.0044434 | 0.016707 | 9.7989e-12 | -0.0043595 | -0.016623 | 0 | -135.5988 | 44.4012 | 0 | 44.4012 | -135.5988 | 1.1724 | 1.1618 | 1.1525 | 1.1724 | 1.1576 | 1.1464 | 0.039575 | -120.7867 | 120.0861 | 0.039575 | -121.0196 | 120.1526
Line7_8_9 | 0 | 0 | 0 | 0 | 0 | 0 | 0 | 0 | 0 | 0 | 0 | 0 | 3.1131e-10 | 2.4544e-10 | 1.9507e-10 | -3.1131e-10 | -2.4544e-10 | -1.9507e-10 | -3.2662e-12 | 8.3087e-11 | -1.2317e-11 | 3.2662e-12 | -8.3087e-11 | 1.2317e-11 | 0 | 0 | 0 | 0 | 0 | 0 | 1.1724 | 1.1576 | 1.1464 | 1.1724 | 1.1576 | 1.1464 | 0.039575 | -121.0196 | 120.1526 | 0.039575 | -121.0196 | 120.1526
Line8_8_10 | 0 | 0 | 0 | 0 | 0 | 0 | 0 | 0 | 0 | 0 | 0 | 0 | 3.1131e-10 | 2.4544e-10 | 1.9507e-10 | -3.1131e-10 | -2.4544e-10 | -1.9507e-10 | -3.2664e-12 | 8.3087e-11 | -1.2317e-11 | 3.2663e-12 | -8.3087e-11 | 1.2317e-11 | 0 | 0 | 0 | 0 | 0 | 0 | 1.1724 | 1.1576 | 1.1464 | 1.1724 | 1.1576 | 1.1464 | 0.039575 | -121.0196 | 120.1526 | 0.039575 | -121.0196 | 120.1526
Line9_3_11 | 0.10774 | 0.10827 | 0.11012 | 0.10774 | 0.10827 | 0.11012 | 0.02488 | 0.025004 | 0.025432 | 0.02488 | 0.025004 | 0.025432 | -0.00099322 | -0.0017615 | -0.0012505 | 0.0011093 | 0.0018788 | 0.0013718 | -0.028526 | -0.028601 | -0.029033 | 0.028758 | 0.028835 | 0.029275 | 91.9175 | -26.7803 | -147.6717 | -88.0825 | 153.2197 | 32.3283 | 1.1472 | 1.146 | 1.1426 | 1.1567 | 1.1556 | 1.1524 | -0.076702 | -120.3047 | 119.862 | -0.29156 | -120.5081 | 119.6455

## LL_min_6
name | pf_ikss_a_from_ka | pf_ikss_b_from_ka | pf_ikss_c_from_ka | pf_ikss_a_to_ka | pf_ikss_b_to_ka | pf_ikss_c_to_ka | pf_skss_a_from_mw | pf_skss_b_from_mw | pf_skss_c_from_mw | pf_skss_a_to_mw | pf_skss_b_to_mw | pf_skss_c_to_mw | pf_p_a_from_mw | pf_p_b_from_mw | pf_p_c_from_mw | pf_p_a_to_mw | pf_p_b_to_mw | pf_p_c_to_mw | pf_q_a_from_mvar | pf_q_b_from_mvar | pf_q_c_from_mvar | pf_q_a_to_mvar | pf_q_b_to_mvar | pf_q_c_to_mvar | pf_ikss_a_from_degree | pf_ikss_b_from_degree | pf_ikss_c_from_degree | pf_ikss_a_to_degree | pf_ikss_b_to_degree | pf_ikss_c_to_degree | pf_vm_a_from_pu | pf_vm_b_from_pu | pf_vm_c_from_pu | pf_vm_a_to_pu | pf_vm_b_to_pu | pf_vm_c_to_pu | pf_va_a_from_degree | pf_va_b_from_degree | pf_va_c_from_degree | pf_va_a_to_degree | pf_va_b_to_degree | pf_va_c_to_degree
Line0_1_2 | 0.0018277 | 1.4533 | 1.4545 | 0.0018277 | 1.4533 | 1.4545 | 0.00042209 | 0.33563 | 0.3359 | 0.00042209 | 0.33563 | 0.3359 | -0.00038952 | 0.28972 | 0.035522 | 0.00038959 | -0.24917 | 0.0050963 | -9.525e-05 | 0.072693 | 0.26574 | 9.5316e-05 | -0.03045 | -0.22343 | 166.2754 | -142.7793 | 37.1648 | -13.7246 | 37.2207 | -142.8352 | 0.95004 | 0.88997 | 0.79818 | 0.95023 | 0.74791 | 0.66535 | 0.016174 | -128.6942 | 119.5512 | 0.023268 | -135.812 | 128.4714
Line10_11_12 | 0.00042042 | 0.0024973 | 0.0021139 | 0.00042042 | 0.0024973 | 0.0021139 | 9.7091e-05 | 0.00057673 | 0.00048818 | 9.7091e-05 | 0.00057673 | 0.00048818 | -8.8016e-05 | -0.00050282 | -9.6701e-05 | 8.8019e-05 | 0.00050294 | 9.6786e-05 | 2.7612e-05 | -0.00010444 | -0.00037769 | -2.7609e-05 | 0.00010457 | 0.00037778 | -162.5608 | 39.5932 | -136.1056 | 17.4392 | -140.4068 | 43.8944 | 0.95009 | 0.89047 | 0.79862 | 0.95011 | 0.89071 | 0.79884 | 0.021626 | -128.6724 | 119.5333 | 0.024352 | -128.6615 | 119.5244
Line11_12_13 | 0.00042042 | 0.0024973 | 0.0021139 | 0.00042042 | 0.0024973 | 0.0021139 | 9.7091e-05 | 0.00057673 | 0.00048818 | 9.7091e-05 | 0.00057673 | 0.00048818 | -8.8019e-05 | -0.00050294 | -9.6786e-05 | 8.8022e-05 | 0.00050306 | 9.6872e-05 | 2.7609e-05 | -0.00010457 | -0.00037778 | -2.7605e-05 | 0.00010469 | 0.00037787 | -162.5608 | 39.5932 | -136.1057 | 17.4392 | -140.4068 | 43.8943 | 0.95011 | 0.89071 | 0.79884 | 0.95013 | 0.89096 | 0.79906 | 0.024352 | -128.6615 | 119.5244 | 0.027078 | -128.6506 | 119.5154
Line12_13_15 | 0 | 0 | 0 | 0 | 0 | 0 | 0 | 0 | 0 | 0 | 0 | 0 | 1.3765e-12 | -4.727e-10 | -1.3264e-09 | -1.3766e-12 | 4.727e-10 | 1.3264e-09 | -4.6923e-12 | 1.4004e-09 | 7.0621e-11 | 4.6923e-12 | -1.4004e-09 | -7.0621e-11 | 0 | 0 | 0 | 0 | 0 | 0 | 0.95013 | 0.89096 | 0.79906 | 0.95013 | 0.89096 | 0.79906 | 0.027078 | -128.6506 | 119.5154 | 0.027078 | -128.6506 | 119.5154
Line13_13_14 | 0.00042042 | 0.0024973 | 0.0021139 | 0.00042042 | 0.0024973 | 0.0021139 | 9.7091e-05 | 0.00057673 | 0.00048818 | 9.7091e-05 | 0.00057673 | 0.00048818 | -8.8022e-05 | -0.00050306 | -9.687e-05 | 8.8026e-05 | 0.00050318 | 9.6956e-05 | 2.7605e-05 | -0.0001047 | -0.00037787 | -2.7601e-05 | 0.00010482 | 0.00037796 | -162.5608 | 39.593 | -136.1059 | 17.4392 | -140.407 | 43.8941 | 0.95013 | 0.89096 | 0.79906 | 0.95015 | 0.89121 | 0.79929 | 0.027078 | -128.6506 | 119.5154 | 0.029803 | -128.6397 | 119.5065
Line14_15_16 | 0 | 0 | 0 | 0 | 0 | 0 | 0 | 0 | 0 | 0 | 0 | 0 | 9.1772e-13 | -3.1514e-10 | -8.8425e-10 | -9.1773e-13 | 3.1514e-10 | 8.8425e-10 | -3.1282e-12 | 9.3358e-10 | 4.7081e-11 | 3.1282e-12 | -9.3358e-10 | -4.7081e-11 | 0 | 0 | 0 | 0 | 0 | 0 | 0.95013 | 0.89096 | 0.79906 | 0.95013 | 0.89096 | 0.79906 | 0.027078 | -128.6506 | 119.5154 | 0.027078 | -128.6506 | 119.5154
Line15_16_17 | 0 | 0 | 0 | 0 | 0 | 0 | 0 | 0 | 0 | 0 | 0 | 0 | 4.5886e-13 | -1.5757e-10 | -4.4213e-10 | -4.5886e-13 | 1.5757e-10 | 4.4213e-10 | -1.5641e-12 | 4.6679e-10 | 2.354e-11 | 1.5641e-12 | -4.6679e-10 | -2.3541e-11 | 0 | 0 | 0 | 0 | 0 | 0 | 0.95013 | 0.89096 | 0.79906 | 0.95013 | 0.89096 | 0.79906 | 0.027078 | -128.6506 | 119.5154 | 0.027078 | -128.6506 | 119.5154
Line16_4_18 | 0 | 0 | 0 | 0 | 0 | 0 | 0 | 0 | 0 | 0 | 0 | 0 | 2.2628e-13 | -1.5958e-10 | -4.4371e-10 | -2.2628e-13 | 1.5958e-10 | 4.4371e-10 | -1.0929e-12 | 4.6816e-10 | 2.2222e-11 | 1.0929e-12 | -4.6816e-10 | -2.2222e-11 | 0 | 0 | 0 | 0 | 0 | 0 | 0.95006 | 0.89022 | 0.7984 | 0.95006 | 0.89022 | 0.7984 | 0.018921 | -128.6833 | 119.5422 | 0.018921 | -128.6833 | 119.5422
Line17_5_19 | 0 | 0 | 0 | 0 | 0 | 0 | 0 | 0 | 0 | 0 | 0 | 0 | 1.4573e-13 | -1.6026e-10 | -4.4424e-10 | -1.4573e-13 | 1.6026e-10 | 4.4424e-10 | -9.3416e-13 | 4.6861e-10 | 2.1776e-11 | 9.3416e-13 | -4.6861e-10 | -2.1776e-11 | 0 | 0 | 0 | 0 | 0 | 0 | 0.95004 | 0.88997 | 0.79818 | 0.95004 | 0.88997 | 0.79818 | 0.016174 | -128.6942 | 119.5512 | 0.016174 | -128.6942 | 119.5512
Line1_1_3 | 0.00042042 | 0.0024973 | 0.0021139 | 0.00042042 | 0.0024973 | 0.0021139 | 9.7091e-05 | 0.00057673 | 0.00048818 | 9.7091e-05 | 0.00057673 | 0.00048818 | -8.8009e-05 | -0.00050259 | -9.653e-05 | 8.8012e-05 | 0.00050271 | 9.6616e-05 | 2.7619e-05 | -0.00010419 | -0.00037751 | -2.7616e-05 | 0.00010432 | 0.0003776 | -162.5608 | 39.5933 | -136.1055 | 17.4392 | -140.4067 | 43.8945 | 0.95004 | 0.88997 | 0.79818 | 0.95006 | 0.89022 | 0.7984 | 0.016174 | -128.6942 | 119.5512 | 0.0189 | -128.6833 | 119.5423
Line2_1_4 | 0.00042551 | 0.0025131 | 0.0021258 | 0.00042551 | 0.0025131 | 0.0021258 | 9.8268e-05 | 0.00058038 | 0.00049094 | 9.8268e-05 | 0.00058038 | 0.00049094 | -8.9307e-05 | -0.00050529 | -9.5813e-05 | 8.931e-05 | 0.00050541 | 9.59e-05 | 2.7206e-05 | -0.00010714 | -0.00037996 | -2.7202e-05 | 0.00010727 | 0.00038005 | -163.0414 | 39.3341 | -136.2959 | 16.9586 | -140.6659 | 43.7041 | 0.95004 | 0.88997 | 0.79818 | 0.95006 | 0.89022 | 0.7984 | 0.016174 | -128.6942 | 119.5512 | 0.018921 | -128.6833 | 119.5422
Line3_1_5 | 0 | 0 | 0 | 0 | 0 | 0 | 0 | 0 | 0 | 0 | 0 | 0 | 2.9148e-13 | -3.2053e-10 | -8.8848e-10 | -2.9147e-13 | 3.2053e-10 | 8.8848e-10 | -1.8683e-12 | 9.3722e-10 | 4.3552e-11 | 1.8683e-12 | -9.3722e-10 | -4.3552e-11 | 0 | 0 | 0 | 0 | 0 | 0 | 0.95004 | 0.88997 | 0.79818 | 0.95004 | 0.88997 | 0.79818 | 0.016174 | -128.6942 | 119.5512 | 0.016174 | -128.6942 | 119.5512
Line4_2_6 | 0.0018277 | 1.4533 | 1.4545 | 0.0018277 | 1.4533 | 1.4545 | 0.00042209 | 0.33563 | 0.3359 | 0.00042209 | 0.33563 | 0.3359 | -0.00038959 | 0.24917 | -0.0050963 | 0.00038965 | -0.20862 | 0.045714 | -9.5316e-05 | 0.03045 | 0.22343 | 9.5383e-05 | 0.011794 | -0.18112 | 166.2754 | -142.7793 | 37.1648 | -13.7246 | 37.2207 | -142.8352 | 0.95023 | 0.74791 | 0.66535 | 0.95041 | 0.62255 | 0.55613 | 0.023268 | -135.812 | 128.4714 | 0.03036 | -146.0149 | 141.33
Line5_6_7 | 0.0018277 | 1.4533 | 1.4545 | 0.0018277 | 1.4533 | 1.4545 | 0.00042209 | 0.33563 | 0.3359 | 0.00042209 | 0.33563 | 0.3359 | -0.00038965 | 0.20862 | -0.045714 | 0.00038972 | -0.16806 | 0.086332 | -9.5383e-05 | -0.011794 | 0.18112 | 9.545e-05 | 0.054037 | -0.13881 | 166.2754 | -142.7793 | 37.1648 | -13.7246 | 37.2207 | -142.8352 | 0.95041 | 0.62255 | 0.55613 | 0.9506 | 0.52598 | 0.48666 | 0.03036 | -146.0149 | 141.33 | 0.037449 | -160.6035 | 159.0437
Line6_7_8 | 0 | 1.4628 | 1.4628 | 0 | 1.4628 | 1.4628 | 0 | 0.33782 | 0.33782 | 0 | 0.33782 | 0.33782 | 6.2495e-12 | 0.16935 | -0.087179 | -6.2494e-12 | -0.12826 | 0.12826 | -6.4926e-12 | -0.053795 | 0.13939 | 6.4925e-12 | 0.09659 | -0.09659 | 0 | -142.9803 | 37.0197 | 0 | 37.0197 | -142.9803 | 0.9506 | 0.52598 | 0.48666 | 0.9506 | 0.4753 | 0.4753 | 0.037449 | -160.6035 | 159.0437 | 0.037449 | -179.9626 | -179.9626
Line7_8_9 | 0 | 0 | 0 | 0 | 0 | 0 | 0 | 0 | 0 | 0 | 0 | 0 | 2.0832e-12 | -4.164e-13 | 1.4582e-12 | -2.0832e-12 | 4.1629e-13 | -1.458e-12 | -2.1643e-12 | 1.4333e-09 | -1.4344e-09 | 2.1643e-12 | -1.4333e-09 | 1.4344e-09 | 0 | 0 | 0 | 0 | 0 | 0 | 0.9506 | 0.4753 | 0.4753 | 0.9506 | 0.4753 | 0.4753 | 0.037449 | -179.9626 | -179.9626 | 0.037449 | -179.9626 | -179.9626
Line8_8_10 | 0 | 0 | 0 | 0 | 0 | 0 | 0 | 0 | 0 | 0 | 0 | 0 | 2.0831e-12 | -4.165e-13 | 1.4582e-12 | -2.083e-12 | 4.1626e-13 | -1.4582e-12 | -2.1642e-12 | 1.4333e-09 | -1.4344e-09 | 2.1641e-12 | -1.4333e-09 | 1.4344e-09 | 0 | 0 | 0 | 0 | 0 | 0 | 0.9506 | 0.4753 | 0.4753 | 0.9506 | 0.4753 | 0.4753 | 0.037449 | -179.9626 | -179.9626 | 0.037449 | -179.9626 | -179.9626
Line9_3_11 | 0.00042042 | 0.0024973 | 0.0021139 | 0.00042042 | 0.0024973 | 0.0021139 | 9.7091e-05 | 0.00057673 | 0.00048818 | 9.7091e-05 | 0.00057673 | 0.00048818 | -8.8012e-05 | -0.00050271 | -9.6615e-05 | 8.8016e-05 | 0.00050283 | 9.6701e-05 | 2.7616e-05 | -0.00010432 | -0.0003776 | -2.7612e-05 | 0.00010444 | 0.00037769 | -162.5608 | 39.5933 | -136.1056 | 17.4392 | -140.4067 | 43.8944 | 0.95006 | 0.89022 | 0.7984 | 0.95009 | 0.89047 | 0.79862 | 0.0189 | -128.6833 | 119.5423 | 0.021626 | -128.6724 | 119.5333

## LL_min_10
name | pf_ikss_a_from_ka | pf_ikss_b_from_ka | pf_ikss_c_from_ka | pf_ikss_a_to_ka | pf_ikss_b_to_ka | pf_ikss_c_to_ka | pf_skss_a_from_mw | pf_skss_b_from_mw | pf_skss_c_from_mw | pf_skss_a_to_mw | pf_skss_b_to_mw | pf_skss_c_to_mw | pf_p_a_from_mw | pf_p_b_from_mw | pf_p_c_from_mw | pf_p_a_to_mw | pf_p_b_to_mw | pf_p_c_to_mw | pf_q_a_from_mvar | pf_q_b_from_mvar | pf_q_c_from_mvar | pf_q_a_to_mvar | pf_q_b_to_mvar | pf_q_c_to_mvar | pf_ikss_a_from_degree | pf_ikss_b_from_degree | pf_ikss_c_from_degree | pf_ikss_a_to_degree | pf_ikss_b_to_degree | pf_ikss_c_to_degree | pf_vm_a_from_pu | pf_vm_b_from_pu | pf_vm_c_from_pu | pf_vm_a_to_pu | pf_vm_b_to_pu | pf_vm_c_to_pu | pf_va_a_from_degree | pf_va_b_from_degree | pf_va_c_from_degree | pf_va_a_to_degree | pf_va_b_to_degree | pf_va_c_to_degree
Line0_1_2 | 0.0017315 | 1.3768 | 1.3779 | 0.0017315 | 1.3768 | 1.3779 | 0.00039987 | 0.31797 | 0.31822 | 0.00039987 | 0.31797 | 0.31822 | -0.0003496 | 0.26003 | 0.031881 | 0.00034966 | -0.22363 | 0.004574 | -8.5487e-05 | 0.065243 | 0.23851 | 8.5547e-05 | -0.027329 | -0.20053 | 166.2754 | -142.7793 | 37.1648 | -13.7246 | 37.2207 | -142.8352 | 0.90004 | 0.84313 | 0.75617 | 0.90022 | 0.70855 | 0.63034 | 0.016174 | -128.6942 | 119.5512 | 0.023268 | -135.812 | 128.4714
Line10_11_12 | 0.00039829 | 0.0023659 | 0.0020026 | 0.00039829 | 0.0023659 | 0.0020026 | 9.1981e-05 | 0.00054638 | 0.00046249 | 9.1981e-05 | 0.00054638 | 0.00046249 | -7.8995e-05 | -0.00045129 | -8.6789e-05 | 7.8998e-05 | 0.0004514 | 8.6866e-05 | 2.4782e-05 | -9.374e-05 | -0.00033898 | -2.4779e-05 | 9.3852e-05 | 0.00033906 | -162.5608 | 39.5932 | -136.1056 | 17.4392 | -140.4068 | 43.8944 | 0.90008 | 0.8436 | 0.75659 | 0.9001 | 0.84383 | 0.7568 | 0.021626 | -128.6724 | 119.5333 | 0.024352 | -128.6615 | 119.5244
Line11_12_13 | 0.00039829 | 0.0023659 | 0.0020026 | 0.00039829 | 0.0023659 | 0.0020026 | 9.1981e-05 | 0.00054638 | 0.00046249 | 9.1981e-05 | 0.00054638 | 0.00046249 | -7.8998e-05 | -0.0004514 | -8.6866e-05 | 7.9001e-05 | 0.0004515 | 8.6943e-05 | 2.4779e-05 | -9.3852e-05 | -0.00033906 | -2.4776e-05 | 9.3964e-05 | 0.00033914 | -162.5608 | 39.5932 | -136.1057 | 17.4392 | -140.4068 | 43.8943 | 0.9001 | 0.84383 | 0.7568 | 0.90012 | 0.84407 | 0.75701 | 0.024352 | -128.6615 | 119.5244 | 0.027078 | -128.6506 | 119.5154
Line12_13_15 | 0 | 0 | 0 | 0 | 0 | 0 | 0 | 0 | 0 | 0 | 0 | 0 | 1.2355e-12 | -4.2425e-10 | -1.1904e-09 | -1.2355e-12 | 4.2425e-10 | 1.1904e-09 | -4.2114e-12 | 1.2568e-09 | 6.3383e-11 | 4.2114e-12 | -1.2568e-09 | -6.3383e-11 | 0 | 0 | 0 | 0 | 0 | 0 | 0.90012 | 0.84407 | 0.75701 | 0.90012 | 0.84407 | 0.75701 | 0.027078 | -128.6506 | 119.5154 | 0.027078 | -128.6506 | 119.5154
Line13_13_14 | 0.00039829 | 0.0023659 | 0.0020026 | 0.00039829 | 0.0023659 | 0.0020026 | 9.1981e-05 | 0.00054637 | 0.00046249 | 9.1981e-05 | 0.00054637 | 0.00046249 | -7.9001e-05 | -0.0004515 | -8.6941e-05 | 7.9004e-05 | 0.00045161 | 8.7018e-05 | 2.4776e-05 | -9.3966e-05 | -0.00033914 | -2.4773e-05 | 9.4078e-05 | 0.00033922 | -162.5608 | 39.593 | -136.1059 | 17.4392 | -140.407 | 43.8941 | 0.90012 | 0.84407 | 0.75701 | 0.90015 | 0.8443 | 0.75722 | 0.027078 | -128.6506 | 119.5154 | 0.029803 | -128.6397 | 119.5065
Line14_15_16 | 0 | 0 | 0 | 0 | 0 | 0 | 0 | 0 | 0 | 0 | 0 | 0 | 8.2365e-13 | -2.8284e-10 | -7.9362e-10 | -8.2365e-13 | 2.8284e-10 | 7.9362e-10 | -2.8076e-12 | 8.379e-10 | 4.2255e-11 | 2.8076e-12 | -8.379e-10 | -4.2255e-11 | 0 | 0 | 0 | 0 | 0 | 0 | 0.90012 | 0.84407 | 0.75701 | 0.90012 | 0.84407 | 0.75701 | 0.027078 | -128.6506 | 119.5154 | 0.027078 | -128.6506 | 119.5154
Line15_16_17 | 0 | 0 | 0 | 0 | 0 | 0 | 0 | 0 | 0 | 0 | 0 | 0 | 4.1182e-13 | -1.4142e-10 | -3.9681e-10 | -4.1183e-13 | 1.4142e-10 | 3.9681e-10 | -1.4038e-12 | 4.1895e-10 | 2.1128e-11 | 1.4038e-12 | -4.1895e-10 | -2.1128e-11 | 0 | 0 | 0 | 0 | 0 | 0 | 0.90012 | 0.84407 | 0.75701 | 0.90012 | 0.84407 | 0.75701 | 0.027078 | -128.6506 | 119.5154 | 0.027078 | -128.6506 | 119.5154
Line16_4_18 | 0 | 0 | 0 | 0 | 0 | 0 | 0 | 0 | 0 | 0 | 0 | 0 | 2.0308e-13 | -1.4323e-10 | -3.9823e-10 | -2.0307e-13 | 1.4323e-10 | 3.9823e-10 | -9.8087e-13 | 4.2017e-10 | 1.9945e-11 | 9.8087e-13 | -4.2017e-10 | -1.9945e-11 | 0 | 0 | 0 | 0 | 0 | 0 | 0.90006 | 0.84337 | 0.75638 | 0.90006 | 0.84337 | 0.75638 | 0.018921 | -128.6833 | 119.5422 | 0.018921 | -128.6833 | 119.5422
Line17_5_19 | 0 | 0 | 0 | 0 | 0 | 0 | 0 | 0 | 0 | 0 | 0 | 0 | 1.308e-13 | -1.4384e-10 | -3.9871e-10 | -1.3078e-13 | 1.4384e-10 | 3.9871e-10 | -8.3843e-13 | 4.2058e-10 | 1.9544e-11 | 8.3843e-13 | -4.2058e-10 | -1.9544e-11 | 0 | 0 | 0 | 0 | 0 | 0 | 0.90004 | 0.84313 | 0.75617 | 0.90004 | 0.84313 | 0.75617 | 0.016174 | -128.6942 | 119.5512 | 0.016174 | -128.6942 | 119.5512
Line1_1_3 | 0.00039829 | 0.0023659 | 0.0020026 | 0.00039829 | 0.0023659 | 0.0020026 | 9.1981e-05 | 0.00054638 | 0.00046249 | 9.1981e-05 | 0.00054638 | 0.00046249 | -7.8988e-05 | -0.00045107 | -8.6636e-05 | 7.8992e-05 | 0.00045118 | 8.6713e-05 | 2.4788e-05 | -9.3515e-05 | -0.00033882 | -2.4785e-05 | 9.3627e-05 | 0.0003389 | -162.5608 | 39.5933 | -136.1055 | 17.4392 | -140.4067 | 43.8945 | 0.90004 | 0.84313 | 0.75617 | 0.90006 | 0.84337 | 0.75638 | 0.016174 | -128.6942 | 119.5512 | 0.0189 | -128.6833 | 119.5423
Line2_1_4 | 0.00040312 | 0.0023809 | 0.0020139 | 0.00040312 | 0.0023809 | 0.0020139 | 9.3096e-05 | 0.00054984 | 0.0004651 | 9.3096e-05 | 0.00054984 | 0.0004651 | -8.0154e-05 | -0.0004535 | -8.5993e-05 | 8.0157e-05 | 0.00045361 | 8.6071e-05 | 2.4417e-05 | -9.6161e-05 | -0.00034102 | -2.4414e-05 | 9.6274e-05 | 0.0003411 | -163.0414 | 39.3341 | -136.2959 | 16.9586 | -140.6659 | 43.7041 | 0.90004 | 0.84313 | 0.75617 | 0.90006 | 0.84337 | 0.75638 | 0.016174 | -128.6942 | 119.5512 | 0.018921 | -128.6833 | 119.5422
Line3_1_5 | 0 | 0 | 0 | 0 | 0 | 0 | 0 | 0 | 0 | 0 | 0 | 0 | 2.6159e-13 | -2.8768e-10 | -7.9742e-10 | -2.6159e-13 | 2.8768e-10 | 7.9742e-10 | -1.6768e-12 | 8.4116e-10 | 3.9088e-11 | 1.6768e-12 | -8.4116e-10 | -3.9088e-11 | 0 | 0 | 0 | 0 | 0 | 0 | 0.90004 | 0.84313 | 0.75617 | 0.90004 | 0.84313 | 0.75617 | 0.016174 | -128.6942 | 119.5512 | 0.016174 | -128.6942 | 119.5512
Line4_2_6 | 0.0017315 | 1.3768 | 1.3779 | 0.0017315 | 1.3768 | 1.3779 | 0.00039987 | 0.31797 | 0.31822 | 0.00039987 | 0.31797 | 0.31822 | -0.00034966 | 0.22363 | -0.004574 | 0.00034972 | -0.18723 | 0.041029 | -8.5547e-05 | 0.027329 | 0.20053 | 8.5607e-05 | 0.010585 | -0.16256 | 166.2754 | -142.7793 | 37.1648 | -13.7246 | 37.2207 | -142.8352 | 0.90022 | 0.70855 | 0.63034 | 0.90039 | 0.58979 | 0.52686 | 0.023268 | -135.812 | 128.4714 | 0.03036 | -146.0149 | 141.33
Line5_6_7 | 0.0017315 | 1.3768 | 1.3779 | 0.0017315 | 1.3768 | 1.3779 | 0.00039987 | 0.31797 | 0.31822 | 0.00039987 | 0.31797 | 0.31822 | -0.00034972 | 0.18723 | -0.041029 | 0.00034977 | -0.15084 | 0.077484 | -8.5607e-05 | -0.010585 | 0.16256 | 8.5667e-05 | 0.048499 | -0.12459 | 166.2754 | -142.7793 | 37.1648 | -13.7246 | 37.2207 | -142.8352 | 0.90039 | 0.58979 | 0.52686 | 0.90057 | 0.4983 | 0.46105 | 0.03036 | -146.0149 | 141.33 | 0.037449 | -160.6035 | 159.0437
Line6_7_8 | 0 | 1.3858 | 1.3858 | 0 | 1.3858 | 1.3858 | 0 | 0.32004 | 0.32004 | 0 | 0.32004 | 0.32004 | 5.6091e-12 | 0.15199 | -0.078244 | -5.6092e-12 | -0.11512 | 0.11512 | -5.8273e-12 | -0.048281 | 0.1251 | 5.8273e-12 | 0.08669 | -0.08669 | 0 | -142.9803 | 37.0197 | 0 | 37.0197 | -142.9803 | 0.90057 | 0.4983 | 0.46105 | 0.90057 | 0.45028 | 0.45028 | 0.037449 | -160.6035 | 159.0437 | 0.037449 | -179.9626 | -179.9626
Line7_8_9 | 0 | 0 | 0 | 0 | 0 | 0 | 0 | 0 | 0 | 0 | 0 | 0 | 1.8696e-12 | -3.7356e-13 | 1.3087e-12 | -1.8696e-12 | 3.7363e-13 | -1.3087e-12 | -1.9424e-12 | 1.2864e-09 | -1.2873e-09 | 1.9424e-12 | -1.2864e-09 | 1.2873e-09 | 0 | 0 | 0 | 0 | 0 | 0 | 0.90057 | 0.45028 | 0.45028 | 0.90057 | 0.45028 | 0.45028 | 0.037449 | -179.9626 | -179.9626 | 0.037449 | -179.9626 | -179.9626
Line8_8_10 | 0 | 0 | 0 | 0 | 0 | 0 | 0 | 0 | 0 | 0 | 0 | 0 | 1.8697e-12 | -3.7383e-13 | 1.3087e-12 | -1.8697e-12 | 3.7377e-13 | -1.3085e-12 | -1.9424e-12 | 1.2864e-09 | -1.2873e-09 | 1.9424e-12 | -1.2864e-09 | 1.2873e-09 | 0 | 0 | 0 | 0 | 0 | 0 | 0.90057 | 0.45028 | 0.45028 | 0.90057 | 0.45028 | 0.45028 | 0.037449 | -179.9626 | -179.9626 | 0.037449 | -179.9626 | -179.9626
Line9_3_11 | 0.00039829 | 0.0023659 | 0.0020026 | 0.00039829 | 0.0023659 | 0.0020026 | 9.1981e-05 | 0.00054638 | 0.00046249 | 9.1981e-05 | 0.00054638 | 0.00046249 | -7.8992e-05 | -0.00045118 | -8.6713e-05 | 7.8995e-05 | 0.00045129 | 8.679e-05 | 2.4785e-05 | -9.3628e-05 | -0.0003389 | -2.4782e-05 | 9.374e-05 | 0.00033898 | -162.5608 | 39.5933 | -136.1056 | 17.4392 | -140.4067 | 43.8944 | 0.90006 | 0.84337 | 0.75638 | 0.90008 | 0.8436 | 0.75659 | 0.0189 | -128.6833 | 119.5423 | 0.021626 | -128.6724 | 119.5333

## LL_min_fault_6
name | pf_ikss_a_from_ka | pf_ikss_b_from_ka | pf_ikss_c_from_ka | pf_ikss_a_to_ka | pf_ikss_b_to_ka | pf_ikss_c_to_ka | pf_skss_a_from_mw | pf_skss_b_from_mw | pf_skss_c_from_mw | pf_skss_a_to_mw | pf_skss_b_to_mw | pf_skss_c_to_mw | pf_p_a_from_mw | pf_p_b_from_mw | pf_p_c_from_mw | pf_p_a_to_mw | pf_p_b_to_mw | pf_p_c_to_mw | pf_q_a_from_mvar | pf_q_b_from_mvar | pf_q_c_from_mvar | pf_q_a_to_mvar | pf_q_b_to_mvar | pf_q_c_to_mvar | pf_ikss_a_from_degree | pf_ikss_b_from_degree | pf_ikss_c_from_degree | pf_ikss_a_to_degree | pf_ikss_b_to_degree | pf_ikss_c_to_degree | pf_vm_a_from_pu | pf_vm_b_from_pu | pf_vm_c_from_pu | pf_vm_a_to_pu | pf_vm_b_to_pu | pf_vm_c_to_pu | pf_va_a_from_degree | pf_va_b_from_degree | pf_va_c_from_degree | pf_va_a_to_degree | pf_va_b_to_degree | pf_va_c_to_degree
Line0_1_2 | 6.4788e-05 | 0.051518 | 0.051558 | 6.4788e-05 | 0.051518 | 0.051558 | 1.4962e-05 | 0.011897 | 0.011907 | 1.4962e-05 | 0.011897 | 0.011907 | -1.4135e-05 | 0.010908 | 0.0028962 | 1.4136e-05 | -0.010857 | -0.0028451 | -1.4924e-06 | 0.002877 | 0.010869 | 1.4925e-06 | -0.0028239 | -0.010816 | 173.9737 | -135.081 | 44.8631 | -6.0263 | 44.919 | -135.1369 | 0.95 | 0.94818 | 0.9447 | 0.95001 | 0.94291 | 0.93928 | 0.00058015 | -120.3057 | 119.943 | 0.00088256 | -120.5015 | 120.1255
Line10_11_12 | 1.4903e-05 | 8.8525e-05 | 7.4933e-05 | 1.4903e-05 | 8.8525e-05 | 7.4933e-05 | 3.4417e-06 | 2.0444e-05 | 1.7305e-05 | 3.4417e-06 | 2.0444e-05 | 1.7305e-05 | -2.96e-06 | -1.8932e-05 | -6.0315e-06 | 2.96e-06 | 1.8933e-05 | 6.0316e-06 | 1.3889e-06 | -4.1638e-06 | -1.5195e-05 | -1.3889e-06 | 4.1639e-06 | 1.5195e-05 | -154.8624 | 47.2916 | -128.4073 | 25.1376 | -132.7084 | 51.5927 | 0.95 | 0.9482 | 0.94471 | 0.95 | 0.94821 | 0.94472 | 0.00078457 | -120.305 | 119.9425 | 0.00088678 | -120.3047 | 119.9423
Line11_12_13 | 1.4903e-05 | 8.8525e-05 | 7.4933e-05 | 1.4903e-05 | 8.8525e-05 | 7.4933e-05 | 3.4417e-06 | 2.0444e-05 | 1.7305e-05 | 3.4417e-06 | 2.0444e-05 | 1.7305e-05 | -2.96e-06 | -1.8933e-05 | -6.0316e-06 | 2.96e-06 | 1.8933e-05 | 6.0317e-06 | 1.3889e-06 | -4.1639e-06 | -1.5195e-05 | -1.3889e-06 | 4.1641e-06 | 1.5195e-05 | -154.8624 | 47.2915 | -128.4073 | 25.1376 | -132.7085 | 51.5927 | 0.95 | 0.94821 | 0.94472 | 0.95 | 0.94822 | 0.94473 | 0.00088678 | -120.3047 | 119.9423 | 0.00098899 | -120.3043 | 119.9421
Line12_13_15 | 0 | 0 | 0 | 0 | 0 | 0 | 0 | 0 | 0 | 0 | 0 | 0 | 2.5993e-14 | -1.843e-11 | -5.4767e-11 | -2.5994e-14 | 1.843e-11 | 5.4767e-11 | -1.7136e-13 | 5.2626e-11 | 9.972e-12 | 1.7136e-13 | -5.2626e-11 | -9.972e-12 | 0 | 0 | 0 | 0 | 0 | 0 | 0.95 | 0.94822 | 0.94473 | 0.95 | 0.94822 | 0.94473 | 0.00098899 | -120.3043 | 119.9421 | 0.00098899 | -120.3043 | 119.9421
Line13_13_14 | 1.4903e-05 | 8.8525e-05 | 7.4933e-05 | 1.4903e-05 | 8.8525e-05 | 7.4933e-05 | 3.4417e-06 | 2.0444e-05 | 1.7305e-05 | 3.4417e-06 | 2.0444e-05 | 1.7305e-05 | -2.96e-06 | -1.8933e-05 | -6.0316e-06 | 2.96e-06 | 1.8933e-05 | 6.0317e-06 | 1.3889e-06 | -4.1642e-06 | -1.5195e-05 | -1.3889e-06 | 4.1643e-06 | 1.5195e-05 | -154.8624 | 47.2913 | -128.4076 | 25.1376 | -132.7087 | 51.5924 | 0.95 | 0.94822 | 0.94473 | 0.95 | 0.94823 | 0.94474 | 0.00098899 | -120.3043 | 119.9421 | 0.0010912 | -120.3039 | 119.9419
Line14_15_16 | 0 | 0 | 0 | 0 | 0 | 0 | 0 | 0 | 0 | 0 | 0 | 0 | 1.7329e-14 | -1.2286e-11 | -3.6511e-11 | -1.7329e-14 | 1.2286e-11 | 3.6511e-11 | -1.1424e-13 | 3.5084e-11 | 6.648e-12 | 1.1424e-13 | -3.5084e-11 | -6.648e-12 | 0 | 0 | 0 | 0 | 0 | 0 | 0.95 | 0.94822 | 0.94473 | 0.95 | 0.94822 | 0.94473 | 0.00098899 | -120.3043 | 119.9421 | 0.00098899 | -120.3043 | 119.9421
Line15_16_17 | 0 | 0 | 0 | 0 | 0 | 0 | 0 | 0 | 0 | 0 | 0 | 0 | 8.6639e-15 | -6.1432e-12 | -1.8256e-11 | -8.6636e-15 | 6.1432e-12 | 1.8256e-11 | -5.712e-14 | 1.7542e-11 | 3.324e-12 | 5.7119e-14 | -1.7542e-11 | -3.324e-12 | 0 | 0 | 0 | 0 | 0 | 0 | 0.95 | 0.94822 | 0.94473 | 0.95 | 0.94822 | 0.94473 | 0.00098899 | -120.3043 | 119.9421 | 0.00098899 | -120.3043 | 119.9421
Line16_4_18 | 0 | 0 | 0 | 0 | 0 | 0 | 0 | 0 | 0 | 0 | 0 | 0 | 2.7462e-15 | -6.2345e-12 | -1.8342e-11 | -2.7462e-15 | 6.2345e-12 | 1.8342e-11 | -3.9465e-14 | 1.7603e-11 | 3.2886e-12 | 3.9464e-14 | -1.7603e-11 | -3.2886e-12 | 0 | 0 | 0 | 0 | 0 | 0 | 0.95 | 0.94819 | 0.9447 | 0.95 | 0.94819 | 0.9447 | 0.0006833 | -120.3054 | 119.9427 | 0.0006833 | -120.3054 | 119.9427
Line17_5_19 | 0 | 0 | 0 | 0 | 0 | 0 | 0 | 0 | 0 | 0 | 0 | 0 | 6.7306e-16 | -6.2654e-12 | -1.837e-11 | -6.732e-16 | 6.2654e-12 | 1.837e-11 | -3.3506e-14 | 1.7624e-11 | 3.2766e-12 | 3.3506e-14 | -1.7624e-11 | -3.2766e-12 | 0 | 0 | 0 | 0 | 0 | 0 | 0.95 | 0.94818 | 0.9447 | 0.95 | 0.94818 | 0.9447 | 0.00058015 | -120.3057 | 119.943 | 0.00058015 | -120.3057 | 119.943
Line1_1_3 | 1.4903e-05 | 8.8525e-05 | 7.4933e-05 | 1.4903e-05 | 8.8525e-05 | 7.4933e-05 | 3.4417e-06 | 2.0444e-05 | 1.7305e-05 | 3.4417e-06 | 2.0444e-05 | 1.7305e-05 | -2.96e-06 | -1.8932e-05 | -6.0313e-06 | 2.96e-06 | 1.8932e-05 | 6.0314e-06 | 1.3889e-06 | -4.1634e-06 | -1.5195e-05 | -1.3889e-06 | 4.1636e-06 | 1.5195e-05 | -154.8624 | 47.2917 | -128.4071 | 25.1376 | -132.7083 | 51.5929 | 0.95 | 0.94818 | 0.9447 | 0.95 | 0.94819 | 0.9447 | 0.00058015 | -120.3057 | 119.943 | 0.00068236 | -120.3054 | 119.9427
Line2_1_4 | 1.5084e-05 | 8.9085e-05 | 7.5356e-05 | 1.5084e-05 | 8.9085e-05 | 7.5356e-05 | 3.4834e-06 | 2.0573e-05 | 1.7403e-05 | 3.4834e-06 | 2.0573e-05 | 1.7403e-05 | -3.0075e-06 | -1.9033e-05 | -6.0146e-06 | 3.0075e-06 | 1.9033e-05 | 6.0147e-06 | 1.3805e-06 | -4.2759e-06 | -1.5301e-05 | -1.3805e-06 | 4.2761e-06 | 1.5301e-05 | -155.3431 | 47.0324 | -128.5976 | 24.6569 | -132.9676 | 51.4024 | 0.95 | 0.94818 | 0.9447 | 0.95 | 0.94819 | 0.9447 | 0.00058015 | -120.3057 | 119.943 | 0.0006833 | -120.3054 | 119.9427
Line3_1_5 | 0 | 0 | 0 | 0 | 0 | 0 | 0 | 0 | 0 | 0 | 0 | 0 | 1.349e-15 | -1.2531e-11 | -3.6741e-11 | -1.3489e-15 | 1.2531e-11 | 3.6741e-11 | -6.7013e-14 | 3.5247e-11 | 6.5531e-12 | 6.7013e-14 | -3.5247e-11 | -6.5531e-12 | 0 | 0 | 0 | 0 | 0 | 0 | 0.95 | 0.94818 | 0.9447 | 0.95 | 0.94818 | 0.9447 | 0.00058015 | -120.3057 | 119.943 | 0.00058015 | -120.3057 | 119.943
Line4_2_6 | 6.4788e-05 | 0.051518 | 0.051558 | 6.4788e-05 | 0.051518 | 0.051558 | 1.4962e-05 | 0.011897 | 0.011907 | 1.4962e-05 | 0.011897 | 0.011907 | -1.4136e-05 | 0.010857 | 0.0028451 | 1.4136e-05 | -0.010806 | -0.0027941 | -1.4925e-06 | 0.0028239 | 0.010816 | 1.4926e-06 | -0.0027708 | -0.010763 | 173.9737 | -135.081 | 44.8631 | -6.0263 | 44.919 | -135.1369 | 0.95001 | 0.94291 | 0.93928 | 0.95001 | 0.93765 | 0.93388 | 0.00088256 | -120.5015 | 120.1255 | 0.001185 | -120.6995 | 120.3101
Line5_6_7 | 6.4788e-05 | 0.051518 | 0.051558 | 6.4788e-05 | 0.051518 | 0.051558 | 1.4962e-05 | 0.011897 | 0.011907 | 1.4962e-05 | 0.011897 | 0.011907 | -1.4136e-05 | 0.010806 | 0.0027941 | 1.4136e-05 | -0.010755 | -0.0027431 | -1.4926e-06 | 0.0027708 | 0.010763 | 1.4926e-06 | -0.0027177 | -0.01071 | 173.9737 | -135.081 | 44.8631 | -6.0263 | 44.919 | -135.1369 | 0.95001 | 0.93765 | 0.93388 | 0.95002 | 0.9324 | 0.92848 | 0.001185 | -120.6995 | 120.3101 | 0.0014874 | -120.8997 | 120.4969
Line6_7_8 | 0 | 0.051853 | 0.051853 | 0 | 0.051853 | 0.051853 | 0 | 0.011975 | 0.011975 | 0 | 0.011975 | 0.011975 | 1.8843e-13 | 0.010815 | 0.0027314 | -1.8843e-13 | -0.010764 | -0.0026798 | -2.5771e-13 | 0.0027734 | 0.010778 | 2.5771e-13 | -0.0027196 | -0.010724 | 0 | -135.282 | 44.718 | 0 | 44.718 | -135.282 | 0.95002 | 0.9324 | 0.92848 | 0.95002 | 0.92711 | 0.92308 | 0.0014874 | -120.8997 | 120.4969 | 0.0014874 | -121.1023 | 120.6878
Line7_8_9 | 0 | 0 | 0 | 0 | 0 | 0 | 0 | 0 | 0 | 0 | 0 | 0 | 6.2809e-14 | -7.7211e-11 | -9.0889e-11 | -6.2809e-14 | 7.7211e-11 | 9.0889e-11 | -8.5904e-14 | 6.2127e-11 | -3.8599e-11 | 8.5904e-14 | -6.2127e-11 | 3.8599e-11 | 0 | 0 | 0 | 0 | 0 | 0 | 0.95002 | 0.92711 | 0.92308 | 0.95002 | 0.92711 | 0.92308 | 0.0014874 | -121.1023 | 120.6878 | 0.0014874 | -121.1023 | 120.6878
Line8_8_10 | 0 | 0 | 0 | 0 | 0 | 0 | 0 | 0 | 0 | 0 | 0 | 0 | 6.2807e-14 | -7.7211e-11 | -9.0889e-11 | -6.2814e-14 | 7.7211e-11 | 9.0889e-11 | -8.5906e-14 | 6.2127e-11 | -3.8599e-11 | 8.5906e-14 | -6.2127e-11 | 3.8599e-11 | 0 | 0 | 0 | 0 | 0 | 0 | 0.95002 | 0.92711 | 0.92308 | 0.95002 | 0.92711 | 0.92308 | 0.0014874 | -121.1023 | 120.6878 | 0.0014874 | -121.1023 | 120.6878
Line9_3_11 | 1.4903e-05 | 8.8525e-05 | 7.4933e-05 | 1.4903e-05 | 8.8525e-05 | 7.4933e-05 | 3.4417e-06 | 2.0444e-05 | 1.7305e-05 | 3.4417e-06 | 2.0444e-05 | 1.7305e-05 | -2.96e-06 | -1.8932e-05 | -6.0314e-06 | 2.96e-06 | 1.8932e-05 | 6.0315e-06 | 1.3889e-06 | -4.1636e-06 | -1.5195e-05 | -1.3889e-06 | 4.1637e-06 | 1.5195e-05 | -154.8624 | 47.2916 | -128.4072 | 25.1376 | -132.7084 | 51.5928 | 0.95 | 0.94819 | 0.9447 | 0.95 | 0.9482 | 0.94471 | 0.00068236 | -120.3054 | 119.9427 | 0.00078457 | -120.305 | 119.9425

## LL_min_fault_10
name | pf_ikss_a_from_ka | pf_ikss_b_from_ka | pf_ikss_c_from_ka | pf_ikss_a_to_ka | pf_ikss_b_to_ka | pf_ikss_c_to_ka | pf_skss_a_from_mw | pf_skss_b_from_mw | pf_skss_c_from_mw | pf_skss_a_to_mw | pf_skss_b_to_mw | pf_skss_c_to_mw | pf_p_a_from_mw | pf_p_b_from_mw | pf_p_c_from_mw | pf_p_a_to_mw | pf_p_b_to_mw | pf_p_c_to_mw | pf_q_a_from_mvar | pf_q_b_from_mvar | pf_q_c_from_mvar | pf_q_a_to_mvar | pf_q_b_to_mvar | pf_q_c_to_mvar | pf_ikss_a_from_degree | pf_ikss_b_from_degree | pf_ikss_c_from_degree | pf_ikss_a_to_degree | pf_ikss_b_to_degree | pf_ikss_c_to_degree | pf_vm_a_from_pu | pf_vm_b_from_pu | pf_vm_c_from_pu | pf_vm_a_to_pu | pf_vm_b_to_pu | pf_vm_c_to_pu | pf_va_a_from_degree | pf_va_b_from_degree | pf_va_c_from_degree | pf_va_a_to_degree | pf_va_b_to_degree | pf_va_c_to_degree
Line0_1_2 | 6.1378e-05 | 0.048806 | 0.048845 | 6.1378e-05 | 0.048806 | 0.048845 | 1.4175e-05 | 0.011271 | 0.01128 | 1.4175e-05 | 0.011271 | 0.01128 | -1.2687e-05 | 0.00979 | 0.0025993 | 1.2687e-05 | -0.0097443 | -0.0025535 | -1.3394e-06 | 0.0025821 | 0.0097552 | 1.3395e-06 | -0.0025345 | -0.0097075 | 173.9737 | -135.081 | 44.8631 | -6.0263 | 44.919 | -135.1369 | 0.9 | 0.89828 | 0.89498 | 0.90001 | 0.89328 | 0.88985 | 0.00058015 | -120.3057 | 119.943 | 0.00088256 | -120.5015 | 120.1255
Line10_11_12 | 1.4119e-05 | 8.3865e-05 | 7.0989e-05 | 1.4119e-05 | 8.3865e-05 | 7.0989e-05 | 3.2605e-06 | 1.9368e-05 | 1.6394e-05 | 3.2605e-06 | 1.9368e-05 | 1.6394e-05 | -2.6566e-06 | -1.6992e-05 | -5.4133e-06 | 2.6566e-06 | 1.6992e-05 | 5.4134e-06 | 1.2465e-06 | -3.737e-06 | -1.3638e-05 | -1.2465e-06 | 3.7371e-06 | 1.3638e-05 | -154.8624 | 47.2916 | -128.4073 | 25.1376 | -132.7084 | 51.5927 | 0.9 | 0.8983 | 0.89499 | 0.9 | 0.89831 | 0.895 | 0.00078457 | -120.305 | 119.9425 | 0.00088678 | -120.3047 | 119.9423
Line11_12_13 | 1.4119e-05 | 8.3865e-05 | 7.0989e-05 | 1.4119e-05 | 8.3865e-05 | 7.0989e-05 | 3.2605e-06 | 1.9368e-05 | 1.6394e-05 | 3.2605e-06 | 1.9368e-05 | 1.6394e-05 | -2.6566e-06 | -1.6992e-05 | -5.4134e-06 | 2.6566e-06 | 1.6992e-05 | 5.4135e-06 | 1.2465e-06 | -3.7372e-06 | -1.3638e-05 | -1.2465e-06 | 3.7373e-06 | 1.3638e-05 | -154.8624 | 47.2915 | -128.4073 | 25.1376 | -132.7085 | 51.5927 | 0.9 | 0.89831 | 0.895 | 0.9 | 0.89831 | 0.89501 | 0.00088678 | -120.3047 | 119.9423 | 0.00098899 | -120.3043 | 119.9421
Line12_13_15 | 0 | 0 | 0 | 0 | 0 | 0 | 0 | 0 | 0 | 0 | 0 | 0 | 2.333e-14 | -1.6541e-11 | -4.9154e-11 | -2.333e-14 | 1.6541e-11 | 4.9154e-11 | -1.538e-13 | 4.7232e-11 | 8.9499e-12 | 1.538e-13 | -4.7232e-11 | -8.9499e-12 | 0 | 0 | 0 | 0 | 0 | 0 | 0.9 | 0.89831 | 0.89501 | 0.9 | 0.89831 | 0.89501 | 0.00098899 | -120.3043 | 119.9421 | 0.00098899 | -120.3043 | 119.9421
Line13_13_14 | 1.4119e-05 | 8.3865e-05 | 7.0989e-05 | 1.4119e-05 | 8.3865e-05 | 7.0989e-05 | 3.2605e-06 | 1.9368e-05 | 1.6394e-05 | 3.2605e-06 | 1.9368e-05 | 1.6394e-05 | -2.6566e-06 | -1.6992e-05 | -5.4134e-06 | 2.6566e-06 | 1.6992e-05 | 5.4135e-06 | 1.2465e-06 | -3.7374e-06 | -1.3638e-05 | -1.2465e-06 | 3.7375e-06 | 1.3638e-05 | -154.8624 | 47.2913 | -128.4076 | 25.1376 | -132.7087 | 51.5924 | 0.9 | 0.89831 | 0.89501 | 0.9 | 0.89832 | 0.89501 | 0.00098899 | -120.3043 | 119.9421 | 0.0010912 | -120.3039 | 119.9419
Line14_15_16 | 0 | 0 | 0 | 0 | 0 | 0 | 0 | 0 | 0 | 0 | 0 | 0 | 1.5552e-14 | -1.1027e-11 | -3.2769e-11 | -1.5552e-14 | 1.1027e-11 | 3.2769e-11 | -1.0253e-13 | 3.1488e-11 | 5.9666e-12 | 1.0253e-13 | -3.1488e-11 | -5.9666e-12 | 0 | 0 | 0 | 0 | 0 | 0 | 0.9 | 0.89831 | 0.89501 | 0.9 | 0.89831 | 0.89501 | 0.00098899 | -120.3043 | 119.9421 | 0.00098899 | -120.3043 | 119.9421
Line15_16_17 | 0 | 0 | 0 | 0 | 0 | 0 | 0 | 0 | 0 | 0 | 0 | 0 | 7.7766e-15 | -5.5135e-12 | -1.6385e-11 | -7.7765e-15 | 5.5135e-12 | 1.6385e-11 | -5.1265e-14 | 1.5744e-11 | 2.9833e-12 | 5.1265e-14 | -1.5744e-11 | -2.9833e-12 | 0 | 0 | 0 | 0 | 0 | 0 | 0.9 | 0.89831 | 0.89501 | 0.9 | 0.89831 | 0.89501 | 0.00098899 | -120.3043 | 119.9421 | 0.00098899 | -120.3043 | 119.9421
Line16_4_18 | 0 | 0 | 0 | 0 | 0 | 0 | 0 | 0 | 0 | 0 | 0 | 0 | 2.4646e-15 | -5.5955e-12 | -1.6462e-11 | -2.4647e-15 | 5.5955e-12 | 1.6462e-11 | -3.542e-14 | 1.5799e-11 | 2.9515e-12 | 3.542e-14 | -1.5799e-11 | -2.9515e-12 | 0 | 0 | 0 | 0 | 0 | 0 | 0.9 | 0.89829 | 0.89498 | 0.9 | 0.89829 | 0.89498 | 0.0006833 | -120.3054 | 119.9427 | 0.0006833 | -120.3054 | 119.9427
Line17_5_19 | 0 | 0 | 0 | 0 | 0 | 0 | 0 | 0 | 0 | 0 | 0 | 0 | 6.047e-16 | -5.6232e-12 | -1.6488e-11 | -6.0457e-16 | 5.6232e-12 | 1.6488e-11 | -3.0072e-14 | 1.5817e-11 | 2.9407e-12 | 3.0072e-14 | -1.5817e-11 | -2.9407e-12 | 0 | 0 | 0 | 0 | 0 | 0 | 0.9 | 0.89828 | 0.89498 | 0.9 | 0.89828 | 0.89498 | 0.00058015 | -120.3057 | 119.943 | 0.00058015 | -120.3057 | 119.943
Line1_1_3 | 1.4119e-05 | 8.3865e-05 | 7.0989e-05 | 1.4119e-05 | 8.3865e-05 | 7.0989e-05 | 3.2605e-06 | 1.9368e-05 | 1.6394e-05 | 3.2605e-06 | 1.9368e-05 | 1.6394e-05 | -2.6566e-06 | -1.6992e-05 | -5.4132e-06 | 2.6566e-06 | 1.6992e-05 | 5.4133e-06 | 1.2465e-06 | -3.7367e-06 | -1.3637e-05 | -1.2465e-06 | 3.7368e-06 | 1.3637e-05 | -154.8624 | 47.2917 | -128.4071 | 25.1376 | -132.7083 | 51.5929 | 0.9 | 0.89828 | 0.89498 | 0.9 | 0.89829 | 0.89498 | 0.00058015 | -120.3057 | 119.943 | 0.00068236 | -120.3054 | 119.9427
Line2_1_4 | 1.429e-05 | 8.4397e-05 | 7.139e-05 | 1.429e-05 | 8.4397e-05 | 7.139e-05 | 3.3001e-06 | 1.9491e-05 | 1.6487e-05 | 3.3001e-06 | 1.9491e-05 | 1.6487e-05 | -2.6993e-06 | -1.7082e-05 | -5.3981e-06 | 2.6993e-06 | 1.7082e-05 | 5.3982e-06 | 1.239e-06 | -3.8377e-06 | -1.3732e-05 | -1.239e-06 | 3.8378e-06 | 1.3733e-05 | -155.3431 | 47.0324 | -128.5976 | 24.6569 | -132.9676 | 51.4024 | 0.9 | 0.89828 | 0.89498 | 0.9 | 0.89829 | 0.89498 | 0.00058015 | -120.3057 | 119.943 | 0.0006833 | -120.3054 | 119.9427
Line3_1_5 | 0 | 0 | 0 | 0 | 0 | 0 | 0 | 0 | 0 | 0 | 0 | 0 | 1.2106e-15 | -1.1246e-11 | -3.2975e-11 | -1.2107e-15 | 1.1246e-11 | 3.2975e-11 | -6.0145e-14 | 3.1634e-11 | 5.8815e-12 | 6.0144e-14 | -3.1634e-11 | -5.8815e-12 | 0 | 0 | 0 | 0 | 0 | 0 | 0.9 | 0.89828 | 0.89498 | 0.9 | 0.89828 | 0.89498 | 0.00058015 | -120.3057 | 119.943 | 0.00058015 | -120.3057 | 119.943
Line4_2_6 | 6.1378e-05 | 0.048806 | 0.048845 | 6.1378e-05 | 0.048806 | 0.048845 | 1.4175e-05 | 0.011271 | 0.01128 | 1.4175e-05 | 0.011271 | 0.01128 | -1.2687e-05 | 0.0097443 | 0.0025535 | 1.2687e-05 | -0.0096985 | -0.0025077 | -1.3395e-06 | 0.0025345 | 0.0097075 | 1.3396e-06 | -0.0024868 | -0.0096597 | 173.9737 | -135.081 | 44.8631 | -6.0263 | 44.919 | -135.1369 | 0.90001 | 0.89328 | 0.88985 | 0.90001 | 0.8883 | 0.88473 | 0.00088256 | -120.5015 | 120.1255 | 0.001185 | -120.6995 | 120.3101
Line5_6_7 | 6.1378e-05 | 0.048806 | 0.048845 | 6.1378e-05 | 0.048806 | 0.048845 | 1.4175e-05 | 0.011271 | 0.01128 | 1.4175e-05 | 0.011271 | 0.01128 | -1.2687e-05 | 0.0096985 | 0.0025077 | 1.2687e-05 | -0.0096528 | -0.0024619 | -1.3396e-06 | 0.0024868 | 0.0096597 | 1.3397e-06 | -0.0024392 | -0.009612 | 173.9737 | -135.081 | 44.8631 | -6.0263 | 44.919 | -135.1369 | 0.90001 | 0.8883 | 0.88473 | 0.90002 | 0.88332 | 0.87962 | 0.001185 | -120.6995 | 120.3101 | 0.0014874 | -120.8997 | 120.4969
Line6_7_8 | 0 | 0.049124 | 0.049124 | 0 | 0.049124 | 0.049124 | 0 | 0.011345 | 0.011345 | 0 | 0.011345 | 0.011345 | 1.6912e-13 | 0.0097069 | 0.0024515 | -1.6912e-13 | -0.0096606 | -0.0024051 | -2.313e-13 | 0.0024891 | 0.0096732 | 2.313e-13 | -0.0024409 | -0.0096249 | 0 | -135.282 | 44.718 | 0 | 44.718 | -135.282 | 0.90002 | 0.88332 | 0.87962 | 0.90002 | 0.87832 | 0.87449 | 0.0014874 | -120.8997 | 120.4969 | 0.0014874 | -121.1023 | 120.6878
Line7_8_9 | 0 | 0 | 0 | 0 | 0 | 0 | 0 | 0 | 0 | 0 | 0 | 0 | 5.637e-14 | -6.9297e-11 | -8.1574e-11 | -5.6366e-14 | 6.9297e-11 | 8.1574e-11 | -7.7097e-14 | 5.5759e-11 | -3.4643e-11 | 7.7095e-14 | -5.5759e-11 | 3.4643e-11 | 0 | 0 | 0 | 0 | 0 | 0 | 0.90002 | 0.87832 | 0.87449 | 0.90002 | 0.87832 | 0.87449 | 0.0014874 | -121.1023 | 120.6878 | 0.0014874 | -121.1023 | 120.6878
Line8_8_10 | 0 | 0 | 0 | 0 | 0 | 0 | 0 | 0 | 0 | 0 | 0 | 0 | 5.6373e-14 | -6.9297e-11 | -8.1574e-11 | -5.637e-14 | 6.9297e-11 | 8.1574e-11 | -7.7101e-14 | 5.5759e-11 | -3.4643e-11 | 7.7099e-14 | -5.5759e-11 | 3.4643e-11 | 0 | 0 | 0 | 0 | 0 | 0 | 0.90002 | 0.87832 | 0.87449 | 0.90002 | 0.87832 | 0.87449 | 0.0014874 | -121.1023 | 120.6878 | 0.0014874 | -121.1023 | 120.6878
Line9_3_11 | 1.4119e-05 | 8.3865e-05 | 7.0989e-05 | 1.4119e-05 | 8.3865e-05 | 7.0989e-05 | 3.2605e-06 | 1.9368e-05 | 1.6394e-05 | 3.2605e-06 | 1.9368e-05 | 1.6394e-05 | -2.6566e-06 | -1.6992e-05 | -5.4132e-06 | 2.6566e-06 | 1.6992e-05 | 5.4133e-06 | 1.2465e-06 | -3.7368e-06 | -1.3637e-05 | -1.2465e-06 | 3.737e-06 | 1.3638e-05 | -154.8624 | 47.2916 | -128.4072 | 25.1376 | -132.7084 | 51.5928 | 0.9 | 0.89829 | 0.89498 | 0.9 | 0.8983 | 0.89499 | 0.00068236 | -120.3054 | 119.9427 | 0.00078457 | -120.305 | 119.9425

## LG_max_6
name | pf_ikss_a_from_ka | pf_ikss_b_from_ka | pf_ikss_c_from_ka | pf_ikss_a_to_ka | pf_ikss_b_to_ka | pf_ikss_c_to_ka | pf_skss_a_from_mw | pf_skss_b_from_mw | pf_skss_c_from_mw | pf_skss_a_to_mw | pf_skss_b_to_mw | pf_skss_c_to_mw | pf_p_a_from_mw | pf_p_b_from_mw | pf_p_c_from_mw | pf_p_a_to_mw | pf_p_b_to_mw | pf_p_c_to_mw | pf_q_a_from_mvar | pf_q_b_from_mvar | pf_q_c_from_mvar | pf_q_a_to_mvar | pf_q_b_to_mvar | pf_q_c_to_mvar | pf_ikss_a_from_degree | pf_ikss_b_from_degree | pf_ikss_c_from_degree | pf_ikss_a_to_degree | pf_ikss_b_to_degree | pf_ikss_c_to_degree | 3xI0 | pf_vm_a_from_pu | pf_vm_b_from_pu | pf_vm_c_from_pu | pf_vm_a_to_pu | pf_vm_b_to_pu | pf_vm_c_to_pu | pf_va_a_from_degree | pf_va_b_from_degree | pf_va_c_from_degree | pf_va_a_to_degree | pf_va_b_to_degree | pf_va_c_to_degree
Line0_1_2 | 1.9846 | 0.24751 | 0.16126 | 1.9846 | 0.24751 | 0.16126 | 0.45832 | 0.057161 | 0.037242 | 0.45832 | 0.057161 | 0.037242 | 0.15598 | -0.06573 | 0.038307 | -0.12189 | 0.066058 | -0.037109 | 0.29756 | 0.022074 | -0.017966 | -0.22994 | -0.019336 | 0.01884 | -70.2334 | 73.7248 | 153.7016 | 109.7666 | -106.2751 | -26.2984 |  | 0.73303 | 1.213 | 1.1361 | 0.56782 | 1.2042 | 1.1175 | -7.8968 | -124.8389 | 128.5752 | -8.1614 | -122.5907 | 126.785
Line10_11_12 | 0.4241 | 0.14773 | 0.217 | 0.4241 | 0.14773 | 0.217 | 0.097941 | 0.034117 | 0.050113 | 0.097941 | 0.034117 | 0.050114 | -0.035081 | -0.036021 | 0.055341 | 0.036444 | 0.036248 | -0.055364 | -0.0691 | 0.021103 | -0.014761 | 0.071606 | -0.021075 | 0.01536 | 108.8911 | 85.9064 | 142.3574 | -71.1089 | -94.0935 | -37.6426 |  | 0.79124 | 1.2237 | 1.1429 | 0.82035 | 1.229 | 1.1465 | -8.0252 | -124.4567 | 127.4224 | -8.0826 | -124.268 | 126.8512
Line11_12_13 | 0.4241 | 0.14773 | 0.217 | 0.4241 | 0.14773 | 0.217 | 0.097941 | 0.034117 | 0.050114 | 0.097941 | 0.034117 | 0.050114 | -0.036444 | -0.036248 | 0.055364 | 0.037806 | 0.036475 | -0.055388 | -0.071606 | 0.021075 | -0.01536 | 0.074111 | -0.021048 | 0.015959 | 108.8911 | 85.9065 | 142.3574 | -71.1089 | -94.0935 | -37.6426 |  | 0.82035 | 1.229 | 1.1465 | 0.84946 | 1.2344 | 1.1502 | -8.0826 | -124.268 | 126.8512 | -8.1361 | -124.081 | 126.2837
Line12_13_15 | 0 | 0 | 0 | 0 | 0 | 0 | 0 | 0 | 0 | 0 | 0 | 0 | 1.8752e-08 | 3.5577e-08 | -5.2216e-08 | -1.1909e-08 | -2.4564e-08 | 3.4362e-08 | 3.6659e-08 | -4.823e-08 | -1.5029e-08 | -2.4902e-08 | 3.1815e-08 | 1.0504e-08 | 0 | 0 | 0 | 0 | 0 | 0 |  | 0.84946 | 1.2344 | 1.1502 | 0.84946 | 1.2344 | 1.1502 | -8.1361 | -124.081 | 126.2837 | -8.1361 | -124.081 | 126.2837
Line13_13_14 | 0.4241 | 0.14773 | 0.217 | 0.4241 | 0.14773 | 0.217 | 0.097941 | 0.034117 | 0.050114 | 0.097941 | 0.034117 | 0.050114 | -0.037806 | -0.036475 | 0.055388 | 0.039168 | 0.036702 | -0.055411 | -0.074111 | 0.021048 | -0.015959 | 0.076617 | -0.021021 | 0.016558 | 108.8911 | 85.9065 | 142.3574 | -71.1089 | -94.0935 | -37.6426 |  | 0.84946 | 1.2344 | 1.1502 | 0.87857 | 1.2397 | 1.154 | -8.1361 | -124.081 | 126.2837 | -8.186 | -123.8956 | 125.7199
Line14_15_16 | 0 | 0 | 0 | 0 | 0 | 0 | 0 | 0 | 0 | 0 | 0 | 0 | 1.2501e-08 | 2.3718e-08 | -3.4811e-08 | -5.6589e-09 | -1.2705e-08 | 1.6956e-08 | 2.444e-08 | -3.2154e-08 | -1.0019e-08 | -1.2683e-08 | 1.5739e-08 | 5.4944e-09 | 0 | 0 | 0 | 0 | 0 | 0 |  | 0.84946 | 1.2344 | 1.1502 | 0.84946 | 1.2344 | 1.1502 | -8.1361 | -124.081 | 126.2837 | -8.1361 | -124.081 | 126.2837
Line15_16_17 | 0 | 0 | 0 | 0 | 0 | 0 | 0 | 0 | 0 | 0 | 0 | 0 | 6.2506e-09 | 1.1859e-08 | -1.7405e-08 | 5.9169e-10 | -8.4648e-10 | -4.4924e-10 | 1.222e-08 | -1.6077e-08 | -5.0097e-09 | -4.6285e-10 | -3.3821e-10 | 4.8469e-10 | 0 | 0 | 0 | 0 | 0 | 0 |  | 0.84946 | 1.2344 | 1.1502 | 0.84946 | 1.2344 | 1.1502 | -8.1361 | -124.081 | 126.2837 | -8.1361 | -124.081 | 126.2837
Line16_4_18 | 0 | 0 | 0 | 0 | 0 | 0 | 0 | 0 | 0 | 0 | 0 | 0 | 5.7107e-09 | 1.4362e-08 | -1.9634e-08 | 7.6151e-10 | -7.8063e-10 | -4.1909e-10 | 1.3202e-08 | -1.7854e-08 | -7.5691e-09 | -4.1826e-10 | -3.7491e-10 | 6.0298e-10 | 0 | 0 | 0 | 0 | 0 | 0 |  | 0.76964 | 1.221 | 1.1403 | 0.76964 | 1.221 | 1.1403 | -8.1148 | -124.5743 | 127.8946 | -8.1148 | -124.5743 | 127.8946
Line17_5_19 | 0 | 0 | 0 | 0 | 0 | 0 | 0 | 0 | 0 | 0 | 0 | 0 | 5.2939e-09 | 1.5489e-08 | -2.0459e-08 | 8.2519e-10 | -7.4175e-10 | -4.0754e-10 | 1.3495e-08 | -1.846e-08 | -8.8489e-09 | -3.8773e-10 | -3.9395e-10 | 6.5219e-10 | 0 | 0 | 0 | 0 | 0 | 0 |  | 0.73303 | 1.213 | 1.1361 | 0.73303 | 1.213 | 1.1361 | -7.8968 | -124.8389 | 128.5752 | -7.8968 | -124.8389 | 128.5752
Line1_1_3 | 0.4241 | 0.14773 | 0.217 | 0.4241 | 0.14773 | 0.217 | 0.097941 | 0.034117 | 0.050113 | 0.097941 | 0.034117 | 0.050113 | -0.032356 | -0.035568 | 0.055294 | 0.033719 | 0.035795 | -0.055318 | -0.064089 | 0.021157 | -0.013563 | 0.066594 | -0.02113 | 0.014162 | 108.8911 | 85.9064 | 142.3574 | -71.1089 | -94.0936 | -37.6426 |  | 0.73303 | 1.213 | 1.1361 | 0.76214 | 1.2183 | 1.1395 | -7.8968 | -124.8389 | 128.5752 | -7.9634 | -124.647 | 127.997
Line2_1_4 | 0.53164 | 0.19476 | 0.25452 | 0.53164 | 0.19476 | 0.25452 | 0.12278 | 0.044978 | 0.058779 | 0.12278 | 0.044978 | 0.058779 | -0.035631 | -0.050321 | 0.065546 | 0.037741 | 0.050749 | -0.065631 | -0.082644 | 0.021084 | -0.012773 | 0.086629 | -0.020989 | 0.0136 | 105.4261 | 77.8944 | 139.6021 | -74.5739 | -102.1056 | -40.398 |  | 0.73303 | 1.213 | 1.1361 | 0.76964 | 1.221 | 1.1403 | -7.8968 | -124.8389 | 128.5752 | -8.1148 | -124.5743 | 127.8946
Line3_1_5 | 0 | 0 | 0 | 0 | 0 | 0 | 0 | 0 | 0 | 0 | 0 | 0 | 1.0588e-08 | 3.0978e-08 | -4.0918e-08 | -4.4687e-09 | -1.6231e-08 | 2.0051e-08 | 2.6989e-08 | -3.6921e-08 | -1.7698e-08 | -1.3882e-08 | 1.8066e-08 | 9.5011e-09 | 0 | 0 | 0 | 0 | 0 | 0 |  | 0.73303 | 1.213 | 1.1361 | 0.73303 | 1.213 | 1.1361 | -7.8968 | -124.8389 | 128.5752 | -7.8968 | -124.8389 | 128.5752
Line4_2_6 | 1.9846 | 0.24751 | 0.16126 | 1.9846 | 0.24751 | 0.16126 | 0.45832 | 0.057161 | 0.037242 | 0.45832 | 0.057161 | 0.037242 | 0.12189 | -0.066058 | 0.037109 | -0.087797 | 0.066387 | -0.03591 | 0.22994 | 0.019336 | -0.01884 | -0.16231 | -0.016598 | 0.019714 | -70.2334 | 73.7249 | 153.7016 | 109.7666 | -106.2751 | -26.2985 |  | 0.56782 | 1.2042 | 1.1175 | 0.40263 | 1.1972 | 1.1 | -8.1614 | -122.5907 | 126.785 | -8.6432 | -120.3126 | 124.936
Line5_6_7 | 1.9846 | 0.24751 | 0.16126 | 1.9846 | 0.24751 | 0.16126 | 0.45832 | 0.057161 | 0.037242 | 0.45832 | 0.057161 | 0.037242 | 0.087797 | -0.066387 | 0.03591 | -0.053706 | 0.066716 | -0.034712 | 0.16231 | 0.016598 | -0.019714 | -0.094687 | -0.01386 | 0.020588 | -70.2334 | 73.7249 | 153.7015 | 109.7666 | -106.2751 | -26.2985 |  | 0.40263 | 1.1972 | 1.1 | 0.23751 | 1.1921 | 1.0837 | -8.6432 | -120.3126 | 124.936 | -9.7952 | -118.0114 | 123.0293
Line6_7_8 | 2.9436 | 0 | 0 | 2.9436 | 0 | 0 | 0.6798 | 0 | 0 | 0.6798 | 0 | 0 | 0.072208 | 8.5101e-08 | -8.6749e-08 | -6.5796e-15 | -5.971e-08 | 5.7989e-08 | 0.14442 | -6.4012e-08 | -3.8897e-08 | 6.725e-14 | 4.0758e-08 | 2.4293e-08 | -73.2301 | 0 | 0 | 106.7699 | 0 | 0 |  | 0.23751 | 1.1921 | 1.0837 | 0 | 1.1781 | 1.0519 | -9.7952 | -118.0114 | 123.0293 | 0 | -115.8164 | 121.1313
Line7_8_9 | 0 | 0 | 0 | 0 | 0 | 0 | 0 | 0 | 0 | 0 | 0 | 0 | 1.059e-21 | 2.9572e-08 | -2.8999e-08 | -9.0056e-18 | -5.6541e-10 | -8.2883e-12 | -2.7366e-21 | -2.0213e-08 | -1.2107e-08 | 8.2683e-18 | 3.3089e-10 | 7.996e-11 | 0 | 0 | 0 | 0 | 0 | 0 |  | 0 | 1.1781 | 1.0519 | 0 | 1.1781 | 1.0519 | 0 | -115.8164 | 121.1313 | 0 | -115.8164 | 121.1313
Line8_8_10 | 0 | 0 | 0 | 0 | 0 | 0 | 0 | 0 | 0 | 0 | 0 | 0 | 1.059e-21 | 2.9572e-08 | -2.8999e-08 | -9.0056e-18 | -5.654e-10 | -8.2883e-12 | -2.7366e-21 | -2.0213e-08 | -1.2107e-08 | 8.2683e-18 | 3.3089e-10 | 7.996e-11 | 0 | 0 | 0 | 0 | 0 | 0 |  | 0 | 1.1781 | 1.0519 | 0 | 1.1781 | 1.0519 | 0 | -115.8164 | 121.1313 | 0 | -115.8164 | 121.1313
Line9_3_11 | 0.4241 | 0.14773 | 0.217 | 0.4241 | 0.14773 | 0.217 | 0.097941 | 0.034117 | 0.050113 | 0.097941 | 0.034117 | 0.050113 | -0.033719 | -0.035795 | 0.055318 | 0.035081 | 0.036021 | -0.055341 | -0.066594 | 0.02113 | -0.014162 | 0.0691 | -0.021103 | 0.014761 | 108.8911 | 85.9064 | 142.3574 | -71.1089 | -94.0936 | -37.6426 |  | 0.76214 | 1.2183 | 1.1395 | 0.79124 | 1.2237 | 1.1429 | -7.9634 | -124.647 | 127.997 | -8.0252 | -124.4567 | 127.4224

## LG_max_10
name | pf_ikss_a_from_ka | pf_ikss_b_from_ka | pf_ikss_c_from_ka | pf_ikss_a_to_ka | pf_ikss_b_to_ka | pf_ikss_c_to_ka | pf_skss_a_from_mw | pf_skss_b_from_mw | pf_skss_c_from_mw | pf_skss_a_to_mw | pf_skss_b_to_mw | pf_skss_c_to_mw | pf_p_a_from_mw | pf_p_b_from_mw | pf_p_c_from_mw | pf_p_a_to_mw | pf_p_b_to_mw | pf_p_c_to_mw | pf_q_a_from_mvar | pf_q_b_from_mvar | pf_q_c_from_mvar | pf_q_a_to_mvar | pf_q_b_to_mvar | pf_q_c_to_mvar | pf_ikss_a_from_degree | pf_ikss_b_from_degree | pf_ikss_c_from_degree | pf_ikss_a_to_degree | pf_ikss_b_to_degree | pf_ikss_c_to_degree | 3xI0 | pf_vm_a_from_pu | pf_vm_b_from_pu | pf_vm_c_from_pu | pf_vm_a_to_pu | pf_vm_b_to_pu | pf_vm_c_to_pu | pf_va_a_from_degree | pf_va_b_from_degree | pf_va_c_from_degree | pf_va_a_to_degree | pf_va_b_to_degree | pf_va_c_to_degree
Line0_1_2 | 2.0552 | 0.25428 | 0.16669 | 2.0552 | 0.25428 | 0.16669 | 0.47464 | 0.058725 | 0.038496 | 0.47464 | 0.058725 | 0.038496 | 0.16656 | -0.070645 | 0.042198 | -0.13 | 0.071014 | -0.040927 | 0.31843 | 0.024655 | -0.018066 | -0.24588 | -0.021751 | 0.019025 | -70.522 | 74.2764 | 151.9369 | 109.478 | -105.7235 | -28.0631 |  | 0.75712 | 1.2741 | 1.1924 | 0.58598 | 1.2647 | 1.1724 | -8.1351 | -124.9623 | 128.7598 | -8.3874 | -122.7526 | 127.0055
Line10_11_12 | 0.43831 | 0.15534 | 0.22306 | 0.43831 | 0.15535 | 0.22306 | 0.10122 | 0.035875 | 0.051513 | 0.10122 | 0.035875 | 0.051513 | -0.037507 | -0.039575 | 0.059985 | 0.038955 | 0.03982 | -0.060012 | -0.073725 | 0.023629 | -0.014698 | 0.076398 | -0.023593 | 0.015322 | 108.7114 | 86.2688 | 141.4077 | -71.2886 | -93.7312 | -38.5923 |  | 0.81717 | 1.2848 | 1.1989 | 0.8472 | 1.2902 | 1.2024 | -8.2528 | -124.571 | 127.6401 | -8.3055 | -124.3779 | 127.0849
Line11_12_13 | 0.43831 | 0.15535 | 0.22306 | 0.43831 | 0.15535 | 0.22306 | 0.10122 | 0.035875 | 0.051513 | 0.10122 | 0.035875 | 0.051513 | -0.038955 | -0.03982 | 0.060012 | 0.040403 | 0.040065 | -0.060038 | -0.076398 | 0.023593 | -0.015322 | 0.079071 | -0.023558 | 0.015947 | 108.7114 | 86.2688 | 141.4077 | -71.2886 | -93.7312 | -38.5923 |  | 0.8472 | 1.2902 | 1.2024 | 0.87723 | 1.2955 | 1.2059 | -8.3055 | -124.3779 | 127.0849 | -8.3545 | -124.1863 | 126.5329
Line12_13_15 | 0 | 0 | 0 | 0 | 0 | 0 | 0 | 0 | 0 | 0 | 0 | 0 | 2.0869e-08 | 4.0673e-08 | -5.9252e-08 | -1.3234e-08 | -2.8058e-08 | 3.9001e-08 | 4.1102e-08 | -5.476e-08 | -1.7729e-08 | -2.7915e-08 | 3.6125e-08 | 1.2373e-08 | 0 | 0 | 0 | 0 | 0 | 0 |  | 0.87723 | 1.2955 | 1.2059 | 0.87723 | 1.2955 | 1.2059 | -8.3545 | -124.1863 | 126.5329 | -8.3545 | -124.1863 | 126.5329
Line13_13_14 | 0.43831 | 0.15535 | 0.22306 | 0.43831 | 0.15535 | 0.22306 | 0.10122 | 0.035875 | 0.051513 | 0.10122 | 0.035875 | 0.051513 | -0.040403 | -0.040065 | 0.060038 | 0.041852 | 0.040309 | -0.060065 | -0.079071 | 0.023558 | -0.015947 | 0.081744 | -0.023522 | 0.016571 | 108.7114 | 86.2689 | 141.4077 | -71.2886 | -93.7311 | -38.5923 |  | 0.87723 | 1.2955 | 1.2059 | 0.90726 | 1.3009 | 1.2096 | -8.3545 | -124.1863 | 126.5329 | -8.4003 | -123.9963 | 125.9842
Line14_15_16 | 0 | 0 | 0 | 0 | 0 | 0 | 0 | 0 | 0 | 0 | 0 | 0 | 1.3913e-08 | 2.7115e-08 | -3.9501e-08 | -6.2773e-09 | -1.45e-08 | 1.9251e-08 | 2.7401e-08 | -3.6507e-08 | -1.1819e-08 | -1.4215e-08 | 1.7872e-08 | 6.463e-09 | 0 | 0 | 0 | 0 | 0 | 0 |  | 0.87723 | 1.2955 | 1.2059 | 0.87723 | 1.2955 | 1.2059 | -8.3545 | -124.1863 | 126.5329 | -8.3545 | -124.1863 | 126.5329
Line15_16_17 | 0 | 0 | 0 | 0 | 0 | 0 | 0 | 0 | 0 | 0 | 0 | 0 | 6.9563e-09 | 1.3558e-08 | -1.9751e-08 | 6.79e-10 | -9.427e-10 | -4.9987e-10 | 1.3701e-08 | -1.8253e-08 | -5.9096e-09 | -5.1409e-10 | -3.8144e-10 | 5.5337e-10 | 0 | 0 | 0 | 0 | 0 | 0 |  | 0.87723 | 1.2955 | 1.2059 | 0.87723 | 1.2955 | 1.2059 | -8.3545 | -124.1863 | 126.5329 | -8.3545 | -124.1863 | 126.5329
Line16_4_18 | 0 | 0 | 0 | 0 | 0 | 0 | 0 | 0 | 0 | 0 | 0 | 0 | 6.3432e-09 | 1.63e-08 | -2.2155e-08 | 8.56e-10 | -8.7328e-10 | -4.709e-10 | 1.4701e-08 | -2.0184e-08 | -8.7457e-09 | -4.6488e-10 | -4.2331e-10 | 6.8024e-10 | 0 | 0 | 0 | 0 | 0 | 0 |  | 0.79454 | 1.2821 | 1.1964 | 0.79454 | 1.2821 | 1.1964 | -8.3409 | -124.6956 | 128.1041 | -8.3409 | -124.6956 | 128.1041
Line17_5_19 | 0 | 0 | 0 | 0 | 0 | 0 | 0 | 0 | 0 | 0 | 0 | 0 | 5.8912e-09 | 1.7518e-08 | -2.3038e-08 | 9.2114e-10 | -8.3282e-10 | -4.6002e-10 | 1.4988e-08 | -2.0841e-08 | -1.0138e-08 | -4.3213e-10 | -4.4452e-10 | 7.3242e-10 | 0 | 0 | 0 | 0 | 0 | 0 |  | 0.75712 | 1.2741 | 1.1924 | 0.75712 | 1.2741 | 1.1924 | -8.1351 | -124.9623 | 128.7598 | -8.1351 | -124.9623 | 128.7598
Line1_1_3 | 0.43831 | 0.15534 | 0.22306 | 0.43831 | 0.15534 | 0.22306 | 0.10122 | 0.035875 | 0.051513 | 0.10122 | 0.035875 | 0.051513 | -0.03461 | -0.039086 | 0.059933 | 0.036058 | 0.039331 | -0.059959 | -0.068378 | 0.0237 | -0.013449 | 0.071052 | -0.023665 | 0.014074 | 108.7114 | 86.2688 | 141.4077 | -71.2886 | -93.7312 | -38.5923 |  | 0.75712 | 1.2741 | 1.1924 | 0.78715 | 1.2795 | 1.1956 | -8.1351 | -124.9623 | 128.7598 | -8.1962 | -124.7658 | 128.1984
Line2_1_4 | 0.54444 | 0.20217 | 0.25985 | 0.54444 | 0.20217 | 0.25985 | 0.12573 | 0.046689 | 0.060009 | 0.12573 | 0.046689 | 0.060009 | -0.037923 | -0.054542 | 0.070484 | 0.040126 | 0.054993 | -0.070573 | -0.087317 | 0.023748 | -0.012328 | 0.091488 | -0.02364 | 0.013177 | 105.341 | 78.5664 | 138.6805 | -74.659 | -101.4336 | -41.3195 |  | 0.75712 | 1.2741 | 1.1924 | 0.79454 | 1.2821 | 1.1964 | -8.1351 | -124.9623 | 128.7598 | -8.3409 | -124.6956 | 128.1041
Line3_1_5 | 0 | 0 | 0 | 0 | 0 | 0 | 0 | 0 | 0 | 0 | 0 | 0 | 1.1782e-08 | 3.5037e-08 | -4.6076e-08 | -4.97e-09 | -1.8351e-08 | 2.2578e-08 | 2.9976e-08 | -4.1682e-08 | -2.0276e-08 | -1.542e-08 | 2.0396e-08 | 1.087e-08 | 0 | 0 | 0 | 0 | 0 | 0 |  | 0.75712 | 1.2741 | 1.1924 | 0.75712 | 1.2741 | 1.1924 | -8.1351 | -124.9623 | 128.7598 | -8.1351 | -124.9623 | 128.7598
Line4_2_6 | 2.0552 | 0.25428 | 0.16669 | 2.0552 | 0.25428 | 0.16669 | 0.47464 | 0.058725 | 0.038496 | 0.47464 | 0.058725 | 0.038496 | 0.13 | -0.071014 | 0.040927 | -0.09343 | 0.071383 | -0.039657 | 0.24588 | 0.021751 | -0.019025 | -0.17333 | -0.018847 | 0.019984 | -70.522 | 74.2765 | 151.9369 | 109.478 | -105.7235 | -28.0631 |  | 0.58598 | 1.2647 | 1.1724 | 0.41486 | 1.2572 | 1.1535 | -8.3874 | -122.7526 | 127.0055 | -8.8481 | -120.5132 | 125.1922
Line5_6_7 | 2.0552 | 0.25428 | 0.16669 | 2.0552 | 0.25428 | 0.16669 | 0.47464 | 0.058725 | 0.038496 | 0.47464 | 0.058725 | 0.038496 | 0.09343 | -0.071383 | 0.039657 | -0.056864 | 0.071753 | -0.038386 | 0.17333 | 0.018847 | -0.019984 | -0.10078 | -0.015943 | 0.020943 | -70.522 | 74.2765 | 151.9369 | 109.478 | -105.7235 | -28.0632 |  | 0.41486 | 1.2572 | 1.1535 | 0.2438 | 1.2516 | 1.1359 | -8.8481 | -120.5132 | 125.1922 | -9.9553 | -118.2504 | 123.3205
Line6_7_8 | 3.0215 | 0 | 0 | 3.0215 | 0 | 0 | 0.69779 | 0 | 0 | 0.69779 | 0 | 0 | 0.07608 | 9.4491e-08 | -9.6244e-08 | 3.6347e-15 | -6.6242e-08 | 6.4299e-08 | 0.15216 | -7.1629e-08 | -4.3789e-08 | 2.4786e-14 | 4.5646e-08 | 2.7436e-08 | -73.3902 | 0 | 0 | 106.6098 | 0 | 0 |  | 0.2438 | 1.2516 | 1.1359 | 0 | 1.2372 | 1.103 | -9.9553 | -118.2504 | 123.3205 | 0 | -116.106 | 121.4762
Line7_8_9 | 0 | 0 | 0 | 0 | 0 | 0 | 0 | 0 | 0 | 0 | 0 | 0 | 1.3588e-22 | 3.2804e-08 | -3.2156e-08 | -1.0039e-17 | -6.3395e-10 | -1.3749e-11 | -1.1152e-21 | -2.2654e-08 | -1.3661e-08 | 9.1034e-18 | 3.3888e-10 | 1.1461e-10 | 0 | 0 | 0 | 0 | 0 | 0 |  | 0 | 1.2372 | 1.103 | 0 | 1.2372 | 1.103 | 0 | -116.106 | 121.4762 | 0 | -116.106 | 121.4762
Line8_8_10 | 0 | 0 | 0 | 0 | 0 | 0 | 0 | 0 | 0 | 0 | 0 | 0 | 1.3588e-22 | 3.2804e-08 | -3.2156e-08 | -1.0039e-17 | -6.3395e-10 | -1.3749e-11 | -1.1152e-21 | -2.2654e-08 | -1.3661e-08 | 9.1034e-18 | 3.3888e-10 | 1.1461e-10 | 0 | 0 | 0 | 0 | 0 | 0 |  | 0 | 1.2372 | 1.103 | 0 | 1.2372 | 1.103 | 0 | -116.106 | 121.4762 | 0 | -116.106 | 121.4762
Line9_3_11 | 0.43831 | 0.15534 | 0.22306 | 0.43831 | 0.15534 | 0.22306 | 0.10122 | 0.035875 | 0.051513 | 0.10122 | 0.035875 | 0.051513 | -0.036058 | -0.039331 | 0.059959 | 0.037507 | 0.039575 | -0.059985 | -0.071052 | 0.023665 | -0.014074 | 0.073725 | -0.023629 | 0.014698 | 108.7114 | 86.2688 | 141.4077 | -71.2886 | -93.7312 | -38.5923 |  | 0.78715 | 1.2795 | 1.1956 | 0.81717 | 1.2848 | 1.1989 | -8.1962 | -124.7658 | 128.1984 | -8.2528 | -124.571 | 127.6401

## LG_max_fault_6
name | pf_ikss_a_from_ka | pf_ikss_b_from_ka | pf_ikss_c_from_ka | pf_ikss_a_to_ka | pf_ikss_b_to_ka | pf_ikss_c_to_ka | pf_skss_a_from_mw | pf_skss_b_from_mw | pf_skss_c_from_mw | pf_skss_a_to_mw | pf_skss_b_to_mw | pf_skss_c_to_mw | pf_p_a_from_mw | pf_p_b_from_mw | pf_p_c_from_mw | pf_p_a_to_mw | pf_p_b_to_mw | pf_p_c_to_mw | pf_q_a_from_mvar | pf_q_b_from_mvar | pf_q_c_from_mvar | pf_q_a_to_mvar | pf_q_b_to_mvar | pf_q_c_to_mvar | pf_ikss_a_from_degree | pf_ikss_b_from_degree | pf_ikss_c_from_degree | pf_ikss_a_to_degree | pf_ikss_b_to_degree | pf_ikss_c_to_degree | 3xI0 | pf_vm_a_from_pu | pf_vm_b_from_pu | pf_vm_c_from_pu | pf_vm_a_to_pu | pf_vm_b_to_pu | pf_vm_c_to_pu | pf_va_a_from_degree | pf_va_b_from_degree | pf_va_c_from_degree | pf_va_a_to_degree | pf_va_b_to_degree | pf_va_c_to_degree
Line0_1_2 | 0.095691 | 0.11616 | 0.11841 | 0.095691 | 0.11616 | 0.11841 | 0.022099 | 0.026826 | 0.027345 | 0.022099 | 0.026826 | 0.027345 | -0.0065662 | -0.011635 | -0.010737 | 0.0066569 | 0.011762 | 0.010885 | -0.023004 | -0.026761 | -0.027667 | 0.023194 | 0.027027 | 0.027943 | 105.8905 | -6.3979 | -128.5545 | -74.1095 | 173.6021 | 51.4455 |  | 1.0825 | 1.0878 | 1.0853 | 1.0919 | 1.0987 | 1.0967 | -0.040394 | -119.8949 | 120.2353 | -0.12352 | -119.9157 | 120.1623
Line10_11_12 | 0.10924 | 0.10408 | 0.10754 | 0.10924 | 0.10408 | 0.10754 | 0.025228 | 0.024037 | 0.024835 | 0.025228 | 0.024037 | 0.024835 | -0.001863 | -0.001098 | -0.00033992 | 0.0019837 | 0.0012085 | 0.00045192 | -0.027733 | -0.026571 | -0.027416 | 0.027968 | 0.026791 | 0.027648 | 93.3636 | -27.9726 | -149.5183 | -86.6364 | 152.0274 | 30.4817 |  | 1.1017 | 1.1064 | 1.104 | 1.1114 | 1.1157 | 1.1134 | -0.4796 | -120.3389 | 119.7714 | -0.69351 | -120.5554 | 119.5453
Line11_12_13 | 0.10924 | 0.10408 | 0.10754 | 0.10924 | 0.10408 | 0.10754 | 0.025228 | 0.024037 | 0.024835 | 0.025228 | 0.024037 | 0.024835 | -0.0019837 | -0.0012085 | -0.00045192 | 0.0021044 | 0.001319 | 0.00056392 | -0.027968 | -0.026791 | -0.027648 | 0.028203 | 0.02701 | 0.02788 | 93.3636 | -27.9726 | -149.5183 | -86.6364 | 152.0274 | 30.4817 |  | 1.1114 | 1.1157 | 1.1134 | 1.121 | 1.125 | 1.1228 | -0.69351 | -120.5554 | 119.5453 | -0.90373 | -120.7682 | 119.3229
Line12_13_15 | 0 | 0 | 0 | 0 | 0 | 0 | 0 | 0 | 0 | 0 | 0 | 0 | 1.3907e-09 | 1.0367e-09 | 2.797e-10 | -1.2196e-09 | -1.001e-09 | -4.8656e-10 | 6.2209e-10 | -4.8152e-10 | 3.8695e-10 | -4.828e-10 | 2.6294e-10 | -3.0905e-10 | 0 | 0 | 0 | 0 | 0 | 0 |  | 1.121 | 1.125 | 1.1228 | 1.121 | 1.125 | 1.1228 | -0.90373 | -120.7682 | 119.3229 | -0.90373 | -120.7682 | 119.3229
Line13_13_14 | 0.10924 | 0.10408 | 0.10754 | 0.10924 | 0.10408 | 0.10754 | 0.025228 | 0.024037 | 0.024835 | 0.025228 | 0.024037 | 0.024835 | -0.0021044 | -0.001319 | -0.00056392 | 0.0022251 | 0.0014294 | 0.00067592 | -0.028203 | -0.02701 | -0.02788 | 0.028438 | 0.02723 | 0.028111 | 93.3636 | -27.9726 | -149.5183 | -86.6364 | 152.0274 | 30.4817 |  | 1.121 | 1.125 | 1.1228 | 1.1307 | 1.1344 | 1.1322 | -0.90373 | -120.7682 | 119.3229 | -1.1104 | -120.9776 | 119.1043
Line14_15_16 | 0 | 0 | 0 | 0 | 0 | 0 | 0 | 0 | 0 | 0 | 0 | 0 | 9.2716e-10 | 6.9112e-10 | 1.8647e-10 | -7.5599e-10 | -6.5543e-10 | -3.9333e-10 | 4.1472e-10 | -3.2101e-10 | 2.5797e-10 | -2.7543e-10 | 1.0243e-10 | -1.8006e-10 | 0 | 0 | 0 | 0 | 0 | 0 |  | 1.121 | 1.125 | 1.1228 | 1.121 | 1.125 | 1.1228 | -0.90373 | -120.7682 | 119.3229 | -0.90373 | -120.7682 | 119.3229
Line15_16_17 | 0 | 0 | 0 | 0 | 0 | 0 | 0 | 0 | 0 | 0 | 0 | 0 | 4.6358e-10 | 3.4556e-10 | 9.3234e-11 | -2.9241e-10 | -3.0987e-10 | -3.0009e-10 | 2.0736e-10 | -1.6051e-10 | 1.2898e-10 | -6.8072e-11 | -5.8074e-11 | -5.1081e-11 | 0 | 0 | 0 | 0 | 0 | 0 |  | 1.121 | 1.125 | 1.1228 | 1.121 | 1.125 | 1.1228 | -0.90373 | -120.7682 | 119.3229 | -0.90373 | -120.7682 | 119.3229
Line16_4_18 | 0 | 0 | 0 | 0 | 0 | 0 | 0 | 0 | 0 | 0 | 0 | 0 | 3.6306e-10 | 2.5776e-10 | -5.0396e-11 | -1.7995e-10 | -2.0033e-10 | -1.9015e-10 | 1.9455e-10 | -2.3207e-10 | 7.6427e-11 | -2.3526e-11 | -1.2975e-11 | -4.2911e-12 | 0 | 0 | 0 | 0 | 0 | 0 |  | 1.0948 | 1.0997 | 1.0973 | 1.0948 | 1.0997 | 1.0973 | -0.31979 | -120.1756 | 119.9418 | -0.31979 | -120.1756 | 119.9418
Line17_5_19 | 0 | 0 | 0 | 0 | 0 | 0 | 0 | 0 | 0 | 0 | 0 | 0 | 3.1497e-10 | 2.193e-10 | -1.1409e-10 | -1.2907e-10 | -1.5066e-10 | -1.4046e-10 | 1.8841e-10 | -2.6247e-10 | 5.0054e-11 | -2.9383e-12 | 7.6817e-12 | 1.7159e-11 | 0 | 0 | 0 | 0 | 0 | 0 |  | 1.0825 | 1.0878 | 1.0853 | 1.0825 | 1.0878 | 1.0853 | -0.040394 | -119.8949 | 120.2353 | -0.040394 | -119.8949 | 120.2353
Line1_1_3 | 0.10924 | 0.10408 | 0.10754 | 0.10924 | 0.10408 | 0.10754 | 0.025228 | 0.024037 | 0.024835 | 0.025228 | 0.024037 | 0.024835 | -0.0016216 | -0.00087708 | -0.00011592 | 0.0017423 | 0.00098755 | 0.00022792 | -0.027262 | -0.026132 | -0.026953 | 0.027497 | 0.026352 | 0.027185 | 93.3636 | -27.9726 | -149.5183 | -86.6364 | 152.0274 | 30.4817 |  | 1.0825 | 1.0878 | 1.0853 | 1.0921 | 1.0971 | 1.0946 | -0.040394 | -119.8949 | 120.2353 | -0.26193 | -120.1188 | 120.0013
Line2_1_4 | 0.13966 | 0.13305 | 0.13696 | 0.13966 | 0.13305 | 0.13696 | 0.032253 | 0.030726 | 0.031629 | 0.032253 | 0.030726 | 0.031629 | -0.0021918 | -0.0014094 | -0.00037808 | 0.0023885 | 0.0015902 | 0.00056001 | -0.034846 | -0.033393 | -0.034325 | 0.03523 | 0.033752 | 0.034701 | 93.5587 | -27.4781 | -149.1336 | -86.4413 | 152.5219 | 30.8664 |  | 1.0825 | 1.0878 | 1.0853 | 1.0948 | 1.0997 | 1.0973 | -0.040394 | -119.8949 | 120.2353 | -0.31979 | -120.1756 | 119.9418
Line3_1_5 | 0 | 0 | 0 | 0 | 0 | 0 | 0 | 0 | 0 | 0 | 0 | 0 | 6.2994e-10 | 4.3861e-10 | -2.2817e-10 | -4.4404e-10 | -3.6996e-10 | -2.6376e-11 | 3.7682e-10 | -5.2495e-10 | 1.0011e-10 | -1.9135e-10 | 2.7015e-10 | -3.2895e-11 | 0 | 0 | 0 | 0 | 0 | 0 |  | 1.0825 | 1.0878 | 1.0853 | 1.0825 | 1.0878 | 1.0853 | -0.040394 | -119.8949 | 120.2353 | -0.040394 | -119.8949 | 120.2353
Line4_2_6 | 0.095691 | 0.11616 | 0.11841 | 0.095691 | 0.11616 | 0.11841 | 0.022099 | 0.026826 | 0.027345 | 0.022099 | 0.026826 | 0.027345 | -0.0066569 | -0.011762 | -0.010885 | 0.0067477 | 0.011889 | 0.011033 | -0.023194 | -0.027027 | -0.027943 | 0.023385 | 0.027293 | 0.028219 | 105.8905 | -6.3979 | -128.5545 | -74.1095 | 173.6021 | 51.4455 |  | 1.0919 | 1.0987 | 1.0967 | 1.1013 | 1.1097 | 1.108 | -0.12352 | -119.9157 | 120.1623 | -0.20523 | -119.9361 | 120.0907
Line5_6_7 | 0.095691 | 0.11616 | 0.11841 | 0.095691 | 0.11616 | 0.11841 | 0.022099 | 0.026826 | 0.027345 | 0.022099 | 0.026826 | 0.027345 | -0.0067477 | -0.011889 | -0.011033 | 0.0068385 | 0.012016 | 0.011181 | -0.023385 | -0.027293 | -0.028219 | 0.023575 | 0.027558 | 0.028495 | 105.8905 | -6.3979 | -128.5545 | -74.1095 | 173.6021 | 51.4455 |  | 1.1013 | 1.1097 | 1.108 | 1.1108 | 1.1207 | 1.1194 | -0.20523 | -119.9361 | 120.0907 | -0.28554 | -119.9561 | 120.0207
Line6_7_8 | 0.036187 | 0 | 0 | 0.036187 | 0 | 0 | 0.008357 | 0 | 0 | 0.008357 | 0 | 0 | 0.0065584 | 1.3403e-09 | -3.4456e-10 | -0.0065475 | -1.1942e-09 | -3.6846e-11 | 0.0065693 | -1.1255e-09 | 1.4728e-10 | -0.0065475 | 7.681e-10 | -9.5179e-11 | -45.3332 | 0 | 0 | 134.6668 | 0 | 0 |  | 1.1108 | 1.1207 | 1.1194 | 1.108 | 1.1202 | 1.1193 | -0.28554 | -119.9561 | 120.0207 | -0.33317 | -119.9361 | 119.9914
Line7_8_9 | 0 | 0 | 0 | 0 | 0 | 0 | 0 | 0 | 0 | 0 | 0 | 0 | 4.7948e-10 | 4.5283e-10 | -1.2375e-10 | -2.3568e-10 | -2.8855e-10 | -2.8434e-10 | 3.502e-10 | -3.8165e-10 | 4.7266e-11 | -2.4805e-11 | 4.8087e-12 | -6.4605e-13 | 0 | 0 | 0 | 0 | 0 | 0 |  | 1.108 | 1.1202 | 1.1193 | 1.108 | 1.1202 | 1.1193 | -0.33317 | -119.9361 | 119.9914 | -0.33317 | -119.9361 | 119.9914
Line8_8_10 | 0 | 0 | 0 | 0 | 0 | 0 | 0 | 0 | 0 | 0 | 0 | 0 | 4.7948e-10 | 4.5283e-10 | -1.2375e-10 | -2.3568e-10 | -2.8855e-10 | -2.8434e-10 | 3.502e-10 | -3.8165e-10 | 4.7266e-11 | -2.4805e-11 | 4.8087e-12 | -6.4607e-13 | 0 | 0 | 0 | 0 | 0 | 0 |  | 1.108 | 1.1202 | 1.1193 | 1.108 | 1.1202 | 1.1193 | -0.33317 | -119.9361 | 119.9914 | -0.33317 | -119.9361 | 119.9914
Line9_3_11 | 0.10924 | 0.10408 | 0.10754 | 0.10924 | 0.10408 | 0.10754 | 0.025228 | 0.024037 | 0.024835 | 0.025228 | 0.024037 | 0.024835 | -0.0017423 | -0.00098755 | -0.00022792 | 0.001863 | 0.001098 | 0.00033992 | -0.027497 | -0.026352 | -0.027185 | 0.027733 | 0.026571 | 0.027416 | 93.3636 | -27.9726 | -149.5183 | -86.6364 | 152.0274 | 30.4817 |  | 1.0921 | 1.0971 | 1.0946 | 1.1017 | 1.1064 | 1.104 | -0.26193 | -120.1188 | 120.0013 | -0.4796 | -120.3389 | 119.7714

## LG_max_fault_10
name | pf_ikss_a_from_ka | pf_ikss_b_from_ka | pf_ikss_c_from_ka | pf_ikss_a_to_ka | pf_ikss_b_to_ka | pf_ikss_c_to_ka | pf_skss_a_from_mw | pf_skss_b_from_mw | pf_skss_c_from_mw | pf_skss_a_to_mw | pf_skss_b_to_mw | pf_skss_c_to_mw | pf_p_a_from_mw | pf_p_b_from_mw | pf_p_c_from_mw | pf_p_a_to_mw | pf_p_b_to_mw | pf_p_c_to_mw | pf_q_a_from_mvar | pf_q_b_from_mvar | pf_q_c_from_mvar | pf_q_a_to_mvar | pf_q_b_to_mvar | pf_q_c_to_mvar | pf_ikss_a_from_degree | pf_ikss_b_from_degree | pf_ikss_c_from_degree | pf_ikss_a_to_degree | pf_ikss_b_to_degree | pf_ikss_c_to_degree | 3xI0 | pf_vm_a_from_pu | pf_vm_b_from_pu | pf_vm_c_from_pu | pf_vm_a_to_pu | pf_vm_b_to_pu | pf_vm_c_to_pu | pf_va_a_from_degree | pf_va_b_from_degree | pf_va_c_from_degree | pf_va_a_to_degree | pf_va_b_to_degree | pf_va_c_to_degree
Line0_1_2 | 0.095365 | 0.11689 | 0.11925 | 0.095365 | 0.11689 | 0.11925 | 0.022024 | 0.026994 | 0.027541 | 0.022024 | 0.026994 | 0.027541 | -0.0066152 | -0.012198 | -0.011205 | 0.0067052 | 0.012327 | 0.011355 | -0.024086 | -0.02825 | -0.029246 | 0.024275 | 0.028518 | 0.029526 | 105.3098 | -6.5405 | -128.7964 | -74.6902 | 173.4595 | 51.2036 |  | 1.1341 | 1.1399 | 1.1372 | 1.1435 | 1.1509 | 1.1486 | -0.047806 | -119.8953 | 120.2406 | -0.13114 | -119.9162 | 120.1671
Line10_11_12 | 0.11062 | 0.10514 | 0.10877 | 0.11062 | 0.10514 | 0.10877 | 0.025546 | 0.02428 | 0.02512 | 0.025546 | 0.02428 | 0.02512 | -0.0020443 | -0.0012022 | -0.00035815 | 0.0021681 | 0.0013151 | 0.00047256 | -0.029398 | -0.028108 | -0.02904 | 0.029639 | 0.028332 | 0.029277 | 93.5076 | -27.8732 | -149.5 | -86.4924 | 152.1268 | 30.5 |  | 1.1536 | 1.1587 | 1.1561 | 1.1634 | 1.1681 | 1.1656 | -0.47018 | -120.3224 | 119.7934 | -0.67605 | -120.5308 | 119.5752
Line11_12_13 | 0.11062 | 0.10514 | 0.10877 | 0.11062 | 0.10514 | 0.10877 | 0.025546 | 0.02428 | 0.02512 | 0.025546 | 0.02428 | 0.02512 | -0.0021681 | -0.0013151 | -0.00047256 | 0.0022919 | 0.0014279 | 0.00058698 | -0.029639 | -0.028332 | -0.029277 | 0.02988 | 0.028556 | 0.029514 | 93.5077 | -27.8732 | -149.5 | -86.4923 | 152.1268 | 30.5 |  | 1.1634 | 1.1681 | 1.1656 | 1.1731 | 1.1776 | 1.1751 | -0.67605 | -120.5308 | 119.5752 | -0.87851 | -120.7359 | 119.3606
Line12_13_15 | 0 | 0 | 0 | 0 | 0 | 0 | 0 | 0 | 0 | 0 | 0 | 0 | 1.5376e-09 | 1.1329e-09 | 2.5302e-10 | -1.3401e-09 | -1.0906e-09 | -4.9278e-10 | 7.0344e-10 | -5.7547e-10 | 4.2625e-10 | -5.415e-10 | 3.2265e-10 | -3.3706e-10 | 0 | 0 | 0 | 0 | 0 | 0 |  | 1.1731 | 1.1776 | 1.1751 | 1.1731 | 1.1776 | 1.1751 | -0.87851 | -120.7359 | 119.3606 | -0.87851 | -120.7359 | 119.3606
Line13_13_14 | 0.11062 | 0.10514 | 0.10877 | 0.11062 | 0.10514 | 0.10877 | 0.025546 | 0.02428 | 0.02512 | 0.025546 | 0.02428 | 0.02512 | -0.0022919 | -0.0014279 | -0.00058698 | 0.0024157 | 0.0015408 | 0.00070139 | -0.02988 | -0.028556 | -0.029514 | 0.030121 | 0.02878 | 0.029751 | 93.5077 | -27.8732 | -149.5 | -86.4923 | 152.1268 | 30.5 |  | 1.1731 | 1.1776 | 1.1751 | 1.1829 | 1.187 | 1.1847 | -0.87851 | -120.7359 | 119.3606 | -1.0776 | -120.9377 | 119.1494
Line14_15_16 | 0 | 0 | 0 | 0 | 0 | 0 | 0 | 0 | 0 | 0 | 0 | 0 | 1.0251e-09 | 7.5529e-10 | 1.6868e-10 | -8.2761e-10 | -7.13e-10 | -4.0843e-10 | 4.6896e-10 | -3.8365e-10 | 2.8417e-10 | -3.0703e-10 | 1.3083e-10 | -1.9498e-10 | 0 | 0 | 0 | 0 | 0 | 0 |  | 1.1731 | 1.1776 | 1.1751 | 1.1731 | 1.1776 | 1.1751 | -0.87851 | -120.7359 | 119.3606 | -0.87851 | -120.7359 | 119.3606
Line15_16_17 | 0 | 0 | 0 | 0 | 0 | 0 | 0 | 0 | 0 | 0 | 0 | 0 | 5.1253e-10 | 3.7765e-10 | 8.434e-11 | -3.1508e-10 | -3.3535e-10 | -3.2409e-10 | 2.3448e-10 | -1.9182e-10 | 1.4208e-10 | -7.2546e-11 | -6.0998e-11 | -5.2893e-11 | 0 | 0 | 0 | 0 | 0 | 0 |  | 1.1731 | 1.1776 | 1.1751 | 1.1731 | 1.1776 | 1.1751 | -0.87851 | -120.7359 | 119.3606 | -0.87851 | -120.7359 | 119.3606
Line16_4_18 | 0 | 0 | 0 | 0 | 0 | 0 | 0 | 0 | 0 | 0 | 0 | 0 | 4.0586e-10 | 2.8561e-10 | -6.9902e-11 | -1.9541e-10 | -2.1892e-10 | -2.0724e-10 | 2.2264e-10 | -2.6884e-10 | 8.5695e-11 | -2.5347e-11 | -1.3203e-11 | -3.2164e-12 | 0 | 0 | 0 | 0 | 0 | 0 |  | 1.1465 | 1.1518 | 1.1492 | 1.1465 | 1.1518 | 1.1492 | -0.31407 | -120.1628 | 119.9602 | -0.31407 | -120.1628 | 119.9602
Line17_5_19 | 0 | 0 | 0 | 0 | 0 | 0 | 0 | 0 | 0 | 0 | 0 | 0 | 3.5542e-10 | 2.4582e-10 | -1.3745e-10 | -1.4193e-10 | -1.6678e-10 | -1.5508e-10 | 2.1699e-10 | -3.0114e-10 | 5.7775e-11 | -3.8167e-12 | 8.402e-12 | 1.9259e-11 | 0 | 0 | 0 | 0 | 0 | 0 |  | 1.1341 | 1.1399 | 1.1372 | 1.1341 | 1.1399 | 1.1372 | -0.047806 | -119.8953 | 120.2406 | -0.047806 | -119.8953 | 120.2406
Line1_1_3 | 0.11062 | 0.10514 | 0.10877 | 0.11062 | 0.10514 | 0.10877 | 0.025546 | 0.02428 | 0.02512 | 0.025546 | 0.02428 | 0.02512 | -0.0017967 | -0.00097657 | -0.00012932 | 0.0019205 | 0.0010894 | 0.00024373 | -0.028916 | -0.02766 | -0.028566 | 0.029157 | 0.027884 | 0.028803 | 93.5076 | -27.8732 | -149.5 | -86.4924 | 152.1268 | 30.5 |  | 1.1341 | 1.1399 | 1.1372 | 1.1439 | 1.1493 | 1.1466 | -0.047806 | -119.8953 | 120.2406 | -0.26079 | -120.1106 | 120.0151
Line2_1_4 | 0.14011 | 0.13316 | 0.13725 | 0.14011 | 0.13316 | 0.13725 | 0.032357 | 0.030751 | 0.031696 | 0.032357 | 0.030751 | 0.031696 | -0.0023934 | -0.0015352 | -0.00040081 | 0.0025915 | 0.0017165 | 0.00058324 | -0.036619 | -0.03502 | -0.036042 | 0.037005 | 0.035379 | 0.03642 | 93.6918 | -27.3852 | -149.1223 | -86.3082 | 152.6148 | 30.8777 |  | 1.1341 | 1.1399 | 1.1372 | 1.1465 | 1.1518 | 1.1492 | -0.047806 | -119.8953 | 120.2406 | -0.31407 | -120.1628 | 119.9602
Line3_1_5 | 0 | 0 | 0 | 0 | 0 | 0 | 0 | 0 | 0 | 0 | 0 | 0 | 7.1083e-10 | 4.9165e-10 | -2.7489e-10 | -4.9735e-10 | -4.126e-10 | -1.7637e-11 | 4.3398e-10 | -6.0228e-10 | 1.1555e-10 | -2.2081e-10 | 3.0954e-10 | -3.8516e-11 | 0 | 0 | 0 | 0 | 0 | 0 |  | 1.1341 | 1.1399 | 1.1372 | 1.1341 | 1.1399 | 1.1372 | -0.047806 | -119.8953 | 120.2406 | -0.047806 | -119.8953 | 120.2406
Line4_2_6 | 0.095365 | 0.11689 | 0.11925 | 0.095365 | 0.11689 | 0.11925 | 0.022024 | 0.026994 | 0.027541 | 0.022024 | 0.026994 | 0.027541 | -0.0067052 | -0.012327 | -0.011355 | 0.0067952 | 0.012455 | 0.011506 | -0.024275 | -0.028518 | -0.029526 | 0.024465 | 0.028787 | 0.029805 | 105.3098 | -6.5405 | -128.7964 | -74.6902 | 173.4595 | 51.2036 |  | 1.1435 | 1.1509 | 1.1486 | 1.1529 | 1.162 | 1.1601 | -0.13114 | -119.9162 | 120.1671 | -0.21312 | -119.9366 | 120.0951
Line5_6_7 | 0.095365 | 0.11689 | 0.11925 | 0.095365 | 0.11689 | 0.11925 | 0.022024 | 0.026994 | 0.027541 | 0.022024 | 0.026994 | 0.027541 | -0.0067952 | -0.012455 | -0.011506 | 0.0068853 | 0.012583 | 0.011657 | -0.024465 | -0.028787 | -0.029805 | 0.024654 | 0.029056 | 0.030085 | 105.3098 | -6.5405 | -128.7964 | -74.6902 | 173.4595 | 51.2036 |  | 1.1529 | 1.162 | 1.1601 | 1.1623 | 1.173 | 1.1715 | -0.21312 | -119.9366 | 120.0951 | -0.29378 | -119.9567 | 120.0245
Line6_7_8 | 0.037865 | 0 | 0 | 0.037865 | 0 | 0 | 0.0087446 | 0 | 0 | 0.0087446 | 0 | 0 | 0.0071809 | 1.4688e-09 | -4.3502e-10 | -0.0071689 | -1.3043e-09 | 2.8467e-12 | 0.0071928 | -1.2749e-09 | 1.6961e-10 | -0.0071689 | 8.6934e-10 | -1.0947e-10 | -45.3414 | 0 | 0 | 134.6586 | 0 | 0 |  | 1.1623 | 1.173 | 1.1715 | 1.1594 | 1.1725 | 1.1714 | -0.29378 | -119.9567 | 120.0245 | -0.3414 | -119.9367 | 119.9953
Line7_8_9 | 0 | 0 | 0 | 0 | 0 | 0 | 0 | 0 | 0 | 0 | 0 | 0 | 5.2944e-10 | 4.9626e-10 | -1.5474e-10 | -2.5253e-10 | -3.1179e-10 | -3.0664e-10 | 3.9491e-10 | -4.3206e-10 | 5.4543e-11 | -2.7863e-11 | 5.2221e-12 | -3.8804e-13 | 0 | 0 | 0 | 0 | 0 | 0 |  | 1.1594 | 1.1725 | 1.1714 | 1.1594 | 1.1725 | 1.1714 | -0.3414 | -119.9367 | 119.9953 | -0.3414 | -119.9367 | 119.9953
Line8_8_10 | 0 | 0 | 0 | 0 | 0 | 0 | 0 | 0 | 0 | 0 | 0 | 0 | 5.2944e-10 | 4.9626e-10 | -1.5474e-10 | -2.5253e-10 | -3.1179e-10 | -3.0664e-10 | 3.9491e-10 | -4.3206e-10 | 5.4543e-11 | -2.7863e-11 | 5.2221e-12 | -3.8814e-13 | 0 | 0 | 0 | 0 | 0 | 0 |  | 1.1594 | 1.1725 | 1.1714 | 1.1594 | 1.1725 | 1.1714 | -0.3414 | -119.9367 | 119.9953 | -0.3414 | -119.9367 | 119.9953
Line9_3_11 | 0.11062 | 0.10514 | 0.10877 | 0.11062 | 0.10514 | 0.10877 | 0.025546 | 0.02428 | 0.02512 | 0.025546 | 0.02428 | 0.02512 | -0.0019205 | -0.0010894 | -0.00024373 | 0.0020443 | 0.0012022 | 0.00035815 | -0.029157 | -0.027884 | -0.028803 | 0.029398 | 0.028108 | 0.02904 | 93.5076 | -27.8732 | -149.5 | -86.4924 | 152.1268 | 30.5 |  | 1.1439 | 1.1493 | 1.1466 | 1.1536 | 1.1587 | 1.1561 | -0.26079 | -120.1106 | 120.0151 | -0.47018 | -120.3224 | 119.7934

## LG_min_6
name | pf_ikss_a_from_ka | pf_ikss_b_from_ka | pf_ikss_c_from_ka | pf_ikss_a_to_ka | pf_ikss_b_to_ka | pf_ikss_c_to_ka | pf_skss_a_from_mw | pf_skss_b_from_mw | pf_skss_c_from_mw | pf_skss_a_to_mw | pf_skss_b_to_mw | pf_skss_c_to_mw | pf_p_a_from_mw | pf_p_b_from_mw | pf_p_c_from_mw | pf_p_a_to_mw | pf_p_b_to_mw | pf_p_c_to_mw | pf_q_a_from_mvar | pf_q_b_from_mvar | pf_q_c_from_mvar | pf_q_a_to_mvar | pf_q_b_to_mvar | pf_q_c_to_mvar | pf_ikss_a_from_degree | pf_ikss_b_from_degree | pf_ikss_c_from_degree | pf_ikss_a_to_degree | pf_ikss_b_to_degree | pf_ikss_c_to_degree | 3xI0 | pf_vm_a_from_pu | pf_vm_b_from_pu | pf_vm_c_from_pu | pf_vm_a_to_pu | pf_vm_b_to_pu | pf_vm_c_to_pu | pf_va_a_from_degree | pf_va_b_from_degree | pf_va_c_from_degree | pf_va_a_to_degree | pf_va_b_to_degree | pf_va_c_to_degree
Line0_1_2 | 0.23364 | 0.024573 | 0.024368 | 0.23364 | 0.024573 | 0.024369 | 0.053957 | 0.0056749 | 0.0056276 | 0.053957 | 0.005675 | 0.0056277 | 0.003704 | -0.0044897 | 0.0048581 | -0.002794 | 0.0045157 | -0.0048323 | 0.0038518 | 0.007834 | 0.0070703 | -0.0029039 | -0.0078068 | -0.0070435 | -85.628 | 94.0191 | 94.6084 | 94.372 | -85.9809 | -85.3916 |  | 0.099038 | 1.5911 | 1.5243 | 0.074685 | 1.5892 | 1.5178 | -39.5075 | -146.1638 | 150.1147 | -39.5226 | -145.9341 | 150.1558
Line10_11_12 | 0.024882 | 0.02451 | 0.024439 | 0.024883 | 0.02451 | 0.02444 | 0.0057464 | 0.0056603 | 0.0056441 | 0.0057464 | 0.0056603 | 0.0056441 | -0.00040817 | -0.0044225 | 0.004856 | 0.00041418 | 0.0044283 | -0.0048504 | -0.00042111 | 0.0078398 | 0.0070824 | 0.00042738 | -0.0078339 | -0.0070765 | 94.6082 | 94.5095 | 94.569 | -85.3918 | -85.4905 | -85.431 |  | 0.10206 | 1.5902 | 1.5215 | 0.10357 | 1.5898 | 1.52 | -39.4977 | -146.0627 | 150.1325 | -39.4931 | -146.0121 | 150.1415
Line11_12_13 | 0.024883 | 0.02451 | 0.02444 | 0.024883 | 0.02451 | 0.02444 | 0.0057464 | 0.0056603 | 0.0056441 | 0.0057465 | 0.0056604 | 0.0056442 | -0.00041418 | -0.0044283 | 0.0048504 | 0.00042019 | 0.0044341 | -0.0048448 | -0.00042738 | 0.0078339 | 0.0070765 | 0.00043365 | -0.0078281 | -0.0070707 | 94.6081 | 94.5094 | 94.569 | -85.3919 | -85.4906 | -85.431 |  | 0.10357 | 1.5898 | 1.52 | 0.10508 | 1.5894 | 1.5186 | -39.4931 | -146.0121 | 150.1415 | -39.4886 | -145.9615 | 150.1505
Line12_13_15 | 0 | 0 | 0 | 0 | 0 | 0 | 0 | 0 | 0 | 0 | 0 | 0 | 1.493e-08 | 1.8101e-07 | -1.7216e-07 | -9.711e-09 | -1.2496e-07 | 1.1089e-07 | 1.692e-08 | -2.8939e-07 | -2.7699e-07 | -1.1513e-08 | 1.9051e-07 | 1.8731e-07 | 0 | 0 | 0 | 0 | 0 | 0 |  | 0.10508 | 1.5894 | 1.5186 | 0.10508 | 1.5894 | 1.5186 | -39.4886 | -145.9615 | 150.1505 | -39.4886 | -145.9615 | 150.1505
Line13_13_14 | 0.024884 | 0.024511 | 0.024441 | 0.024884 | 0.024511 | 0.024441 | 0.0057467 | 0.0056606 | 0.0056444 | 0.0057468 | 0.0056607 | 0.0056445 | -0.0004202 | -0.0044343 | 0.0048449 | 0.00042621 | 0.0044401 | -0.0048393 | -0.00043367 | 0.0078283 | 0.007071 | 0.00043994 | -0.0078225 | -0.0070651 | 94.608 | 94.5093 | 94.5689 | -85.392 | -85.4907 | -85.4311 |  | 0.10508 | 1.5894 | 1.5186 | 0.10659 | 1.589 | 1.5172 | -39.4886 | -145.9615 | 150.1505 | -39.4842 | -145.9109 | 150.1595
Line14_15_16 | 0 | 0 | 0 | 0 | 0 | 0 | 0 | 0 | 0 | 0 | 0 | 0 | 9.953e-09 | 1.2067e-07 | -1.1477e-07 | -4.7345e-09 | -6.4621e-08 | 5.3506e-08 | 1.128e-08 | -1.9293e-07 | -1.8466e-07 | -5.8728e-09 | 9.4041e-08 | 9.4986e-08 | 0 | 0 | 0 | 0 | 0 | 0 |  | 0.10508 | 1.5894 | 1.5186 | 0.10508 | 1.5894 | 1.5186 | -39.4886 | -145.9615 | 150.1505 | -39.4886 | -145.9615 | 150.1505
Line15_16_17 | 0 | 0 | 0 | 0 | 0 | 0 | 0 | 0 | 0 | 0 | 0 | 0 | 4.9765e-09 | 6.0336e-08 | -5.7387e-08 | 2.4199e-10 | -4.285e-09 | -3.8817e-09 | 5.64e-09 | -9.6464e-08 | -9.2329e-08 | -2.3276e-10 | -2.4237e-09 | 2.6569e-09 | 0 | 0 | 0 | 0 | 0 | 0 |  | 0.10508 | 1.5894 | 1.5186 | 0.10508 | 1.5894 | 1.5186 | -39.4886 | -145.9615 | 150.1505 | -39.4886 | -145.9615 | 150.1505
Line16_4_18 | 0 | 0 | 0 | 0 | 0 | 0 | 0 | 0 | 0 | 0 | 0 | 0 | 4.7626e-09 | 6.07e-08 | -5.7478e-08 | 2.3317e-10 | -4.3022e-09 | -3.9155e-09 | 5.4331e-09 | -9.6848e-08 | -9.3117e-08 | -2.2283e-10 | -2.4388e-09 | 2.6623e-09 | 0 | 0 | 0 | 0 | 0 | 0 |  | 0.10056 | 1.5907 | 1.5229 | 0.10056 | 1.5907 | 1.5229 | -39.5066 | -146.1129 | 150.1239 | -39.5066 | -146.1129 | 150.1239
Line17_5_19 | 0 | 0 | 0 | 0 | 0 | 0 | 0 | 0 | 0 | 0 | 0 | 0 | 4.6902e-09 | 6.0822e-08 | -5.7507e-08 | 2.302e-10 | -4.308e-09 | -3.9269e-09 | 5.3634e-09 | -9.6975e-08 | -9.3382e-08 | -2.1947e-10 | -2.4438e-09 | 2.6641e-09 | 0 | 0 | 0 | 0 | 0 | 0 |  | 0.099038 | 1.5911 | 1.5243 | 0.099038 | 1.5911 | 1.5243 | -39.5075 | -146.1638 | 150.1147 | -39.5075 | -146.1638 | 150.1147
Line1_1_3 | 0.024882 | 0.024509 | 0.024439 | 0.024882 | 0.024509 | 0.024439 | 0.0057462 | 0.0056601 | 0.0056439 | 0.0057463 | 0.0056602 | 0.005644 | -0.00039615 | -0.0044109 | 0.0048673 | 0.00040216 | 0.0044167 | -0.0048617 | -0.00040857 | 0.0078516 | 0.0070941 | 0.00041484 | -0.0078457 | -0.0070882 | 94.6082 | 94.5095 | 94.5691 | -85.3918 | -85.4905 | -85.4309 |  | 0.099038 | 1.5911 | 1.5243 | 0.10055 | 1.5907 | 1.5229 | -39.5075 | -146.1638 | 150.1147 | -39.5026 | -146.1133 | 150.1236
Line2_1_4 | 0.025009 | 0.024634 | 0.024563 | 0.025009 | 0.024634 | 0.024563 | 0.0057755 | 0.0056889 | 0.0056725 | 0.0057756 | 0.005689 | 0.0056726 | -0.00039621 | -0.004471 | 0.004858 | 0.00040228 | 0.0044769 | -0.0048523 | -0.00041254 | 0.0078703 | 0.0071533 | 0.00041888 | -0.0078643 | -0.0071474 | 94.3356 | 94.2356 | 94.2962 | -85.6644 | -85.7644 | -85.7038 |  | 0.099038 | 1.5911 | 1.5243 | 0.10056 | 1.5907 | 1.5229 | -39.5075 | -146.1638 | 150.1147 | -39.5066 | -146.1129 | 150.1239
Line3_1_5 | 0 | 0 | 0 | 0 | 0 | 0 | 0 | 0 | 0 | 0 | 0 | 0 | 9.3805e-09 | 1.2164e-07 | -1.1501e-07 | -4.46e-09 | -6.513e-08 | 5.358e-08 | 1.0727e-08 | -1.9395e-07 | -1.8676e-07 | -5.5828e-09 | 9.4532e-08 | 9.6046e-08 | 0 | 0 | 0 | 0 | 0 | 0 |  | 0.099038 | 1.5911 | 1.5243 | 0.099038 | 1.5911 | 1.5243 | -39.5075 | -146.1638 | 150.1147 | -39.5075 | -146.1638 | 150.1147
Line4_2_6 | 0.23364 | 0.024573 | 0.024369 | 0.23364 | 0.024574 | 0.024369 | 0.053957 | 0.005675 | 0.0056277 | 0.053956 | 0.0056751 | 0.0056278 | 0.002794 | -0.0045157 | 0.0048323 | -0.0018839 | 0.0045418 | -0.0048065 | 0.0029039 | 0.0078068 | 0.0070435 | -0.001956 | -0.0077796 | -0.0070168 | -85.628 | 94.0191 | 94.6083 | 94.372 | -85.9809 | -85.3917 |  | 0.074685 | 1.5892 | 1.5178 | 0.050332 | 1.5874 | 1.5113 | -39.5226 | -145.9341 | 150.1558 | -39.5523 | -145.7039 | 150.1972
Line5_6_7 | 0.23364 | 0.024574 | 0.024369 | 0.23364 | 0.024574 | 0.024369 | 0.053956 | 0.0056751 | 0.0056278 | 0.053956 | 0.0056751 | 0.0056278 | 0.0018839 | -0.0045418 | 0.0048065 | -0.00097391 | 0.0045679 | -0.0047807 | 0.001956 | 0.0077796 | 0.0070168 | -0.0010082 | -0.0077524 | -0.0069901 | -85.628 | 94.019 | 94.6083 | 94.372 | -85.981 | -85.3917 |  | 0.050332 | 1.5874 | 1.5113 | 0.025979 | 1.5855 | 1.5048 | -39.5523 | -145.7039 | 150.1972 | -39.6376 | -145.4732 | 150.239
Line6_7_8 | 0.25969 | 0 | 0 | 0.25969 | 0 | 0 | 0.059972 | 0 | 0 | 0.059972 | 0 | 0 | 0.001079 | 1.9109e-07 | -1.6913e-07 | 5.544e-15 | -1.3232e-07 | 1.0848e-07 | 0.001124 | -2.8981e-07 | -2.8273e-07 | -7.336e-16 | 1.9034e-07 | 1.9076e-07 | -85.8067 | 0 | 0 | 94.1933 | 0 | 0 |  | 0.025979 | 1.5855 | 1.5048 | 0 | 1.5841 | 1.4996 | -39.6376 | -145.4732 | 150.239 | 0 | -145.2924 | 150.273
Line7_8_9 | 0 | 0 | 0 | 0 | 0 | 0 | 0 | 0 | 0 | 0 | 0 | 0 | -6.7655e-21 | 6.4056e-08 | -5.6109e-08 | -2.2639e-17 | -4.2121e-09 | -3.7346e-09 | 4.8305e-22 | -9.6347e-08 | -9.4063e-08 | 2.3707e-17 | -2.3575e-09 | 2.6334e-09 | 0 | 0 | 0 | 0 | 0 | 0 |  | 0 | 1.5841 | 1.4996 | 0 | 1.5841 | 1.4996 | 0 | -145.2924 | 150.273 | 0 | -145.2924 | 150.273
Line8_8_10 | 0 | 0 | 0 | 0 | 0 | 0 | 0 | 0 | 0 | 0 | 0 | 0 | -6.7655e-21 | 6.4056e-08 | -5.6109e-08 | -2.2639e-17 | -4.2121e-09 | -3.7346e-09 | 4.8305e-22 | -9.6347e-08 | -9.4063e-08 | 2.3707e-17 | -2.3575e-09 | 2.6334e-09 | 0 | 0 | 0 | 0 | 0 | 0 |  | 0 | 1.5841 | 1.4996 | 0 | 1.5841 | 1.4996 | 0 | -145.2924 | 150.273 | 0 | -145.2924 | 150.273
Line9_3_11 | 0.024882 | 0.024509 | 0.024439 | 0.024882 | 0.02451 | 0.024439 | 0.0057463 | 0.0056602 | 0.005644 | 0.0057464 | 0.0056603 | 0.0056441 | -0.00040216 | -0.0044167 | 0.0048617 | 0.00040817 | 0.0044225 | -0.004856 | -0.00041484 | 0.0078457 | 0.0070882 | 0.00042111 | -0.0078398 | -0.0070824 | 94.6082 | 94.5095 | 94.5691 | -85.3918 | -85.4905 | -85.4309 |  | 0.10055 | 1.5907 | 1.5229 | 0.10206 | 1.5902 | 1.5215 | -39.5026 | -146.1133 | 150.1236 | -39.4977 | -146.0627 | 150.1325

## LG_min_10
name | pf_ikss_a_from_ka | pf_ikss_b_from_ka | pf_ikss_c_from_ka | pf_ikss_a_to_ka | pf_ikss_b_to_ka | pf_ikss_c_to_ka | pf_skss_a_from_mw | pf_skss_b_from_mw | pf_skss_c_from_mw | pf_skss_a_to_mw | pf_skss_b_to_mw | pf_skss_c_to_mw | pf_p_a_from_mw | pf_p_b_from_mw | pf_p_c_from_mw | pf_p_a_to_mw | pf_p_b_to_mw | pf_p_c_to_mw | pf_q_a_from_mvar | pf_q_b_from_mvar | pf_q_c_from_mvar | pf_q_a_to_mvar | pf_q_b_to_mvar | pf_q_c_to_mvar | pf_ikss_a_from_degree | pf_ikss_b_from_degree | pf_ikss_c_from_degree | pf_ikss_a_to_degree | pf_ikss_b_to_degree | pf_ikss_c_to_degree | 3xI0 | pf_vm_a_from_pu | pf_vm_b_from_pu | pf_vm_c_from_pu | pf_vm_a_to_pu | pf_vm_b_to_pu | pf_vm_c_to_pu | pf_va_a_from_degree | pf_va_b_from_degree | pf_va_c_from_degree | pf_va_a_to_degree | pf_va_b_to_degree | pf_va_c_to_degree
Line0_1_2 | 0.22134 | 0.02328 | 0.023086 | 0.22134 | 0.02328 | 0.023086 | 0.051117 | 0.0053762 | 0.0053314 | 0.051117 | 0.0053763 | 0.0053315 | 0.0033244 | -0.0040295 | 0.0043602 | -0.0025076 | 0.0040529 | -0.004337 | 0.003457 | 0.007031 | 0.0063456 | -0.0026063 | -0.0070066 | -0.0063216 | -85.628 | 94.0191 | 94.6084 | 94.372 | -85.9809 | -85.3916 |  | 0.093825 | 1.5073 | 1.4441 | 0.070754 | 1.5056 | 1.4379 | -39.5075 | -146.1638 | 150.1147 | -39.5226 | -145.9341 | 150.1558
Line10_11_12 | 0.023573 | 0.02322 | 0.023153 | 0.023573 | 0.02322 | 0.023153 | 0.0054439 | 0.0053623 | 0.005347 | 0.005444 | 0.0053624 | 0.0053471 | -0.00036633 | -0.0039692 | 0.0043583 | 0.00037173 | 0.0039745 | -0.0043533 | -0.00037795 | 0.0070363 | 0.0063565 | 0.00038358 | -0.007031 | -0.0063512 | 94.6082 | 94.5095 | 94.569 | -85.3918 | -85.4905 | -85.431 |  | 0.096686 | 1.5065 | 1.4414 | 0.098117 | 1.5061 | 1.44 | -39.4977 | -146.0627 | 150.1325 | -39.4931 | -146.0121 | 150.1415
Line11_12_13 | 0.023573 | 0.02322 | 0.023153 | 0.023573 | 0.02322 | 0.023154 | 0.005444 | 0.0053624 | 0.0053471 | 0.0054441 | 0.0053625 | 0.0053471 | -0.00037173 | -0.0039745 | 0.0043533 | 0.00037712 | 0.0039797 | -0.0043482 | -0.00038358 | 0.007031 | 0.0063512 | 0.0003892 | -0.0070257 | -0.006346 | 94.6081 | 94.5094 | 94.569 | -85.3919 | -85.4906 | -85.431 |  | 0.098117 | 1.5061 | 1.44 | 0.099547 | 1.5058 | 1.4387 | -39.4931 | -146.0121 | 150.1415 | -39.4886 | -145.9615 | 150.1505
Line12_13_15 | 0 | 0 | 0 | 0 | 0 | 0 | 0 | 0 | 0 | 0 | 0 | 0 | 1.3399e-08 | 1.6245e-07 | -1.5452e-07 | -8.7157e-09 | -1.1215e-07 | 9.9527e-08 | 1.5186e-08 | -2.5973e-07 | -2.486e-07 | -1.0333e-08 | 1.7098e-07 | 1.6812e-07 | 0 | 0 | 0 | 0 | 0 | 0 |  | 0.099547 | 1.5058 | 1.4387 | 0.099547 | 1.5058 | 1.4387 | -39.4886 | -145.9615 | 150.1505 | -39.4886 | -145.9615 | 150.1505
Line13_13_14 | 0.023574 | 0.023221 | 0.023155 | 0.023575 | 0.023221 | 0.023155 | 0.0054443 | 0.0053627 | 0.0053473 | 0.0054443 | 0.0053628 | 0.0053474 | -0.00037713 | -0.0039798 | 0.0043484 | 0.00038253 | 0.003985 | -0.0043433 | -0.00038922 | 0.007026 | 0.0063463 | 0.00039485 | -0.0070207 | -0.006341 | 94.608 | 94.5093 | 94.5689 | -85.392 | -85.4907 | -85.4311 |  | 0.099547 | 1.5058 | 1.4387 | 0.10098 | 1.5054 | 1.4373 | -39.4886 | -145.9615 | 150.1505 | -39.4842 | -145.9109 | 150.1595
Line14_15_16 | 0 | 0 | 0 | 0 | 0 | 0 | 0 | 0 | 0 | 0 | 0 | 0 | 8.9329e-09 | 1.083e-07 | -1.0301e-07 | -4.2493e-09 | -5.7997e-08 | 4.8022e-08 | 1.0124e-08 | -1.7316e-07 | -1.6573e-07 | -5.2709e-09 | 8.4402e-08 | 8.525e-08 | 0 | 0 | 0 | 0 | 0 | 0 |  | 0.099547 | 1.5058 | 1.4387 | 0.099547 | 1.5058 | 1.4387 | -39.4886 | -145.9615 | 150.1505 | -39.4886 | -145.9615 | 150.1505
Line15_16_17 | 0 | 0 | 0 | 0 | 0 | 0 | 0 | 0 | 0 | 0 | 0 | 0 | 4.4664e-09 | 5.4152e-08 | -5.1506e-08 | 2.1719e-10 | -3.8458e-09 | -3.4839e-09 | 5.062e-09 | -8.6578e-08 | -8.2866e-08 | -2.089e-10 | -2.1753e-09 | 2.3846e-09 | 0 | 0 | 0 | 0 | 0 | 0 |  | 0.099547 | 1.5058 | 1.4387 | 0.099547 | 1.5058 | 1.4387 | -39.4886 | -145.9615 | 150.1505 | -39.4886 | -145.9615 | 150.1505
Line16_4_18 | 0 | 0 | 0 | 0 | 0 | 0 | 0 | 0 | 0 | 0 | 0 | 0 | 4.2745e-09 | 5.4478e-08 | -5.1587e-08 | 2.0928e-10 | -3.8613e-09 | -3.5142e-09 | 4.8763e-09 | -8.6922e-08 | -8.3573e-08 | -1.9999e-10 | -2.1888e-09 | 2.3894e-09 | 0 | 0 | 0 | 0 | 0 | 0 |  | 0.095263 | 1.507 | 1.4428 | 0.095263 | 1.507 | 1.4428 | -39.5066 | -146.1129 | 150.1239 | -39.5066 | -146.1129 | 150.1239
Line17_5_19 | 0 | 0 | 0 | 0 | 0 | 0 | 0 | 0 | 0 | 0 | 0 | 0 | 4.2095e-09 | 5.4588e-08 | -5.1613e-08 | 2.0661e-10 | -3.8664e-09 | -3.5244e-09 | 4.8137e-09 | -8.7036e-08 | -8.3811e-08 | -1.9698e-10 | -2.1933e-09 | 2.391e-09 | 0 | 0 | 0 | 0 | 0 | 0 |  | 0.093825 | 1.5073 | 1.4441 | 0.093825 | 1.5073 | 1.4441 | -39.5075 | -146.1638 | 150.1147 | -39.5075 | -146.1638 | 150.1147
Line1_1_3 | 0.023572 | 0.023219 | 0.023153 | 0.023573 | 0.023219 | 0.023153 | 0.0054438 | 0.0053622 | 0.0053469 | 0.0054439 | 0.0053623 | 0.0053469 | -0.00035555 | -0.0039588 | 0.0043684 | 0.00036094 | 0.003964 | -0.0043634 | -0.0003667 | 0.0070468 | 0.006367 | 0.00037232 | -0.0070416 | -0.0063617 | 94.6082 | 94.5095 | 94.5691 | -85.3918 | -85.4905 | -85.4309 |  | 0.093825 | 1.5073 | 1.4441 | 0.095256 | 1.5069 | 1.4428 | -39.5075 | -146.1638 | 150.1147 | -39.5026 | -146.1133 | 150.1236
Line2_1_4 | 0.023692 | 0.023337 | 0.02327 | 0.023693 | 0.023338 | 0.02327 | 0.0054715 | 0.0053895 | 0.005374 | 0.0054716 | 0.0053896 | 0.0053741 | -0.0003556 | -0.0040128 | 0.0043601 | 0.00036105 | 0.004018 | -0.004355 | -0.00037026 | 0.0070636 | 0.0064201 | 0.00037594 | -0.0070583 | -0.0064148 | 94.3356 | 94.2356 | 94.2962 | -85.6644 | -85.7644 | -85.7038 |  | 0.093825 | 1.5073 | 1.4441 | 0.095263 | 1.507 | 1.4428 | -39.5075 | -146.1638 | 150.1147 | -39.5066 | -146.1129 | 150.1239
Line3_1_5 | 0 | 0 | 0 | 0 | 0 | 0 | 0 | 0 | 0 | 0 | 0 | 0 | 8.4191e-09 | 1.0918e-07 | -1.0323e-07 | -4.0029e-09 | -5.8454e-08 | 4.8089e-08 | 9.6273e-09 | -1.7407e-07 | -1.6762e-07 | -5.0106e-09 | 8.4843e-08 | 8.6202e-08 | 0 | 0 | 0 | 0 | 0 | 0 |  | 0.093825 | 1.5073 | 1.4441 | 0.093825 | 1.5073 | 1.4441 | -39.5075 | -146.1638 | 150.1147 | -39.5075 | -146.1638 | 150.1147
Line4_2_6 | 0.22134 | 0.02328 | 0.023086 | 0.22134 | 0.02328 | 0.023086 | 0.051117 | 0.0053763 | 0.0053315 | 0.051117 | 0.0053764 | 0.0053316 | 0.0025076 | -0.0040529 | 0.004337 | -0.0016908 | 0.0040763 | -0.0043139 | 0.0026063 | 0.0070066 | 0.0063216 | -0.0017556 | -0.0069822 | -0.0062976 | -85.628 | 94.0191 | 94.6083 | 94.372 | -85.9809 | -85.3917 |  | 0.070754 | 1.5056 | 1.4379 | 0.047683 | 1.5038 | 1.4317 | -39.5226 | -145.9341 | 150.1558 | -39.5523 | -145.7039 | 150.1972
Line5_6_7 | 0.22134 | 0.02328 | 0.023086 | 0.22134 | 0.023281 | 0.023087 | 0.051117 | 0.0053764 | 0.0053316 | 0.051117 | 0.0053764 | 0.0053316 | 0.0016908 | -0.0040763 | 0.0043139 | -0.00087409 | 0.0040997 | -0.0042907 | 0.0017556 | 0.0069822 | 0.0062976 | -0.00090485 | -0.0069578 | -0.0062736 | -85.628 | 94.019 | 94.6083 | 94.372 | -85.981 | -85.3917 |  | 0.047683 | 1.5038 | 1.4317 | 0.024612 | 1.5021 | 1.4256 | -39.5523 | -145.7039 | 150.1972 | -39.6376 | -145.4732 | 150.239
Line6_7_8 | 0.24602 | 0 | 0 | 0.24602 | 0 | 0 | 0.056816 | 0 | 0 | 0.056816 | 0 | 0 | 0.00096841 | 1.7151e-07 | -1.5179e-07 | 4.9766e-15 | -1.1876e-07 | 9.7365e-08 | 0.0010088 | -2.601e-07 | -2.5375e-07 | -6.5581e-16 | 1.7083e-07 | 1.7121e-07 | -85.8067 | 0 | 0 | 94.1933 | 0 | 0 |  | 0.024612 | 1.5021 | 1.4256 | 0 | 1.5007 | 1.4207 | -39.6376 | -145.4732 | 150.239 | 0 | -145.2924 | 150.273
Line7_8_9 | 0 | 0 | 0 | 0 | 0 | 0 | 0 | 0 | 0 | 0 | 0 | 0 | -6.073e-21 | 5.7491e-08 | -5.0359e-08 | -2.0319e-17 | -3.7804e-09 | -3.3519e-09 | 4.3034e-22 | -8.6472e-08 | -8.4422e-08 | 2.1278e-17 | -2.1159e-09 | 2.3635e-09 | 0 | 0 | 0 | 0 | 0 | 0 |  | 0 | 1.5007 | 1.4207 | 0 | 1.5007 | 1.4207 | 0 | -145.2924 | 150.273 | 0 | -145.2924 | 150.273
Line8_8_10 | 0 | 0 | 0 | 0 | 0 | 0 | 0 | 0 | 0 | 0 | 0 | 0 | -6.073e-21 | 5.7491e-08 | -5.0359e-08 | -2.0319e-17 | -3.7804e-09 | -3.3519e-09 | 4.3034e-22 | -8.6472e-08 | -8.4422e-08 | 2.1278e-17 | -2.1159e-09 | 2.3635e-09 | 0 | 0 | 0 | 0 | 0 | 0 |  | 0 | 1.5007 | 1.4207 | 0 | 1.5007 | 1.4207 | 0 | -145.2924 | 150.273 | 0 | -145.2924 | 150.273
Line9_3_11 | 0.023573 | 0.023219 | 0.023153 | 0.023573 | 0.02322 | 0.023153 | 0.0054439 | 0.0053623 | 0.0053469 | 0.0054439 | 0.0053623 | 0.005347 | -0.00036094 | -0.003964 | 0.0043634 | 0.00036633 | 0.0039692 | -0.0043583 | -0.00037232 | 0.0070416 | 0.0063617 | 0.00037795 | -0.0070363 | -0.0063565 | 94.6082 | 94.5095 | 94.5691 | -85.3918 | -85.4905 | -85.4309 |  | 0.095256 | 1.5069 | 1.4428 | 0.096686 | 1.5065 | 1.4414 | -39.5026 | -146.1133 | 150.1236 | -39.4977 | -146.0627 | 150.1325

## LG_min_fault_6
name | pf_ikss_a_from_ka | pf_ikss_b_from_ka | pf_ikss_c_from_ka | pf_ikss_a_to_ka | pf_ikss_b_to_ka | pf_ikss_c_to_ka | pf_skss_a_from_mw | pf_skss_b_from_mw | pf_skss_c_from_mw | pf_skss_a_to_mw | pf_skss_b_to_mw | pf_skss_c_to_mw | pf_p_a_from_mw | pf_p_b_from_mw | pf_p_c_from_mw | pf_p_a_to_mw | pf_p_b_to_mw | pf_p_c_to_mw | pf_q_a_from_mvar | pf_q_b_from_mvar | pf_q_c_from_mvar | pf_q_a_to_mvar | pf_q_b_to_mvar | pf_q_c_to_mvar | pf_ikss_a_from_degree | pf_ikss_b_from_degree | pf_ikss_c_from_degree | pf_ikss_a_to_degree | pf_ikss_b_to_degree | pf_ikss_c_to_degree | 3xI0 | pf_vm_a_from_pu | pf_vm_b_from_pu | pf_vm_c_from_pu | pf_vm_a_to_pu | pf_vm_b_to_pu | pf_vm_c_to_pu | pf_va_a_from_degree | pf_va_b_from_degree | pf_va_c_from_degree | pf_va_a_to_degree | pf_va_b_to_degree | pf_va_c_to_degree
Line0_1_2 | 0.025534 | 0.0026856 | 0.0026632 | 0.025534 | 0.0026856 | 0.0026632 | 0.0058969 | 0.00062021 | 0.00061504 | 0.0058969 | 0.00062022 | 0.00061505 | 0.003679 | -0.0001947 | 0.00057326 | -0.0036681 | 0.00019501 | -0.00057296 | 0.0036581 | 0.00061373 | -5.7617e-05 | -0.0036468 | -0.00061341 | 5.7938e-05 | -48.917 | 130.7301 | 131.3194 | 131.083 | -49.2699 | -48.6806 |  | 0.87981 | 1.0382 | 0.93677 | 0.87715 | 1.0378 | 0.93632 | -4.0797 | -121.6689 | 125.5801 | -4.0837 | -121.6337 | 125.5453
Line10_11_12 | 0.0027194 | 0.0026786 | 0.002671 | 0.0027194 | 0.0026787 | 0.002671 | 0.00062802 | 0.00061861 | 0.00061684 | 0.00062803 | 0.00061861 | 0.00061684 | -0.00039355 | -0.00018909 | 0.00057484 | 0.00039363 | 0.00018916 | -0.00057478 | -0.00038812 | 0.00061364 | -5.7531e-05 | 0.0003882 | -0.00061358 | 5.7603e-05 | 131.3192 | 131.2205 | 131.2801 | -48.6808 | -48.7795 | -48.7199 |  | 0.88014 | 1.038 | 0.93657 | 0.8803 | 1.0379 | 0.93647 | -4.0791 | -121.6534 | 125.5648 | -4.0788 | -121.6457 | 125.5571
Line11_12_13 | 0.0027194 | 0.0026787 | 0.002671 | 0.0027195 | 0.0026787 | 0.002671 | 0.00062803 | 0.00061861 | 0.00061684 | 0.00062803 | 0.00061862 | 0.00061685 | -0.00039363 | -0.00018916 | 0.00057478 | 0.00039371 | 0.00018923 | -0.00057472 | -0.0003882 | 0.00061358 | -5.7603e-05 | 0.00038828 | -0.00061352 | 5.7674e-05 | 131.3192 | 131.2205 | 131.28 | -48.6808 | -48.7795 | -48.72 |  | 0.8803 | 1.0379 | 0.93647 | 0.88047 | 1.0378 | 0.93637 | -4.0788 | -121.6457 | 125.5571 | -4.0785 | -121.638 | 125.5494
Line12_13_15 | 0 | 0 | 0 | 0 | 0 | 0 | 0 | 0 | 0 | 0 | 0 | 0 | 1.402e-08 | 8.1863e-09 | -2.1944e-08 | -9.1301e-09 | -5.7933e-09 | 1.4661e-08 | 1.518e-08 | -2.2942e-08 | 1.2173e-09 | -1.0338e-08 | 1.5192e-08 | -4.9612e-10 | 0 | 0 | 0 | 0 | 0 | 0 |  | 0.88047 | 1.0378 | 0.93637 | 0.88047 | 1.0378 | 0.93637 | -4.0785 | -121.638 | 125.5494 | -4.0785 | -121.638 | 125.5494
Line13_13_14 | 0.0027196 | 0.0026788 | 0.0026711 | 0.0027196 | 0.0026788 | 0.0026712 | 0.00062806 | 0.00061865 | 0.00061687 | 0.00062806 | 0.00061865 | 0.00061688 | -0.00039372 | -0.00018924 | 0.00057474 | 0.0003938 | 0.00018931 | -0.00057468 | -0.0003883 | 0.00061354 | -5.7675e-05 | 0.00038838 | -0.00061348 | 5.7747e-05 | 131.319 | 131.2204 | 131.2799 | -48.681 | -48.7796 | -48.7201 |  | 0.88047 | 1.0378 | 0.93637 | 0.88063 | 1.0378 | 0.93628 | -4.0785 | -121.638 | 125.5494 | -4.0782 | -121.6302 | 125.5418
Line14_15_16 | 0 | 0 | 0 | 0 | 0 | 0 | 0 | 0 | 0 | 0 | 0 | 0 | 9.3468e-09 | 5.4575e-09 | -1.4629e-08 | -4.4567e-09 | -3.0645e-09 | 7.3461e-09 | 1.012e-08 | -1.5295e-08 | 8.1155e-10 | -5.2783e-09 | 7.5442e-09 | -9.0351e-11 | 0 | 0 | 0 | 0 | 0 | 0 |  | 0.88047 | 1.0378 | 0.93637 | 0.88047 | 1.0378 | 0.93637 | -4.0785 | -121.638 | 125.5494 | -4.0785 | -121.638 | 125.5494
Line15_16_17 | 0 | 0 | 0 | 0 | 0 | 0 | 0 | 0 | 0 | 0 | 0 | 0 | 4.6734e-09 | 2.7288e-09 | -7.3146e-09 | 2.1671e-10 | -3.3578e-10 | 3.1497e-11 | 5.0601e-09 | -7.6475e-09 | 4.0577e-10 | -2.1813e-10 | -1.0334e-10 | 3.1542e-10 | 0 | 0 | 0 | 0 | 0 | 0 |  | 0.88047 | 1.0378 | 0.93637 | 0.88047 | 1.0378 | 0.93637 | -4.0785 | -121.638 | 125.5494 | -4.0785 | -121.638 | 125.5494
Line16_4_18 | 0 | 0 | 0 | 0 | 0 | 0 | 0 | 0 | 0 | 0 | 0 | 0 | 4.6703e-09 | 2.7639e-09 | -7.3459e-09 | 2.1818e-10 | -3.3679e-10 | 3.0372e-11 | 5.0929e-09 | -7.6692e-09 | 3.783e-10 | -2.1806e-10 | -1.0482e-10 | 3.1682e-10 | 0 | 0 | 0 | 0 | 0 | 0 |  | 0.87997 | 1.0381 | 0.93667 | 0.87997 | 1.0381 | 0.93667 | -4.0794 | -121.6611 | 125.5724 | -4.0794 | -121.6611 | 125.5724
Line17_5_19 | 0 | 0 | 0 | 0 | 0 | 0 | 0 | 0 | 0 | 0 | 0 | 0 | 4.6691e-09 | 2.7757e-09 | -7.3564e-09 | 2.1867e-10 | -3.3712e-10 | 2.9991e-11 | 5.1039e-09 | -7.6764e-09 | 3.6901e-10 | -2.1803e-10 | -1.0532e-10 | 3.1729e-10 | 0 | 0 | 0 | 0 | 0 | 0 |  | 0.87981 | 1.0382 | 0.93677 | 0.87981 | 1.0382 | 0.93677 | -4.0797 | -121.6689 | 125.5801 | -4.0797 | -121.6689 | 125.5801
Line1_1_3 | 0.0027193 | 0.0026786 | 0.0026709 | 0.0027194 | 0.0026786 | 0.0026709 | 0.000628 | 0.00061859 | 0.00061682 | 0.00062801 | 0.0006186 | 0.00061683 | -0.0003934 | -0.00018894 | 0.00057496 | 0.00039348 | 0.00018902 | -0.0005749 | -0.00038796 | 0.00061377 | -5.7389e-05 | 0.00038804 | -0.00061371 | 5.7461e-05 | 131.3193 | 131.2206 | 131.2801 | -48.6807 | -48.7794 | -48.7199 |  | 0.87981 | 1.0382 | 0.93677 | 0.87997 | 1.0381 | 0.93667 | -4.0797 | -121.6689 | 125.5801 | -4.0794 | -121.6612 | 125.5724
Line2_1_4 | 0.0027332 | 0.0026922 | 0.0026845 | 0.0027332 | 0.0026922 | 0.0026845 | 0.0006312 | 0.00062174 | 0.00061995 | 0.00063121 | 0.00062175 | 0.00061996 | -0.00039355 | -0.00019285 | 0.00057814 | 0.00039362 | 0.00019293 | -0.00057808 | -0.00039182 | 0.00061598 | -5.4927e-05 | 0.0003919 | -0.00061592 | 5.4999e-05 | 131.0467 | 130.9467 | 131.0072 | -48.9533 | -49.0533 | -48.9928 |  | 0.87981 | 1.0382 | 0.93677 | 0.87997 | 1.0381 | 0.93667 | -4.0797 | -121.6689 | 125.5801 | -4.0794 | -121.6611 | 125.5724
Line3_1_5 | 0 | 0 | 0 | 0 | 0 | 0 | 0 | 0 | 0 | 0 | 0 | 0 | 9.3383e-09 | 5.5514e-09 | -1.4713e-08 | -4.4505e-09 | -3.1128e-09 | 7.3864e-09 | 1.0208e-08 | -1.5353e-08 | 7.3802e-10 | -5.3219e-09 | 7.5711e-09 | -5.1719e-11 | 0 | 0 | 0 | 0 | 0 | 0 |  | 0.87981 | 1.0382 | 0.93677 | 0.87981 | 1.0382 | 0.93677 | -4.0797 | -121.6689 | 125.5801 | -4.0797 | -121.6689 | 125.5801
Line4_2_6 | 0.025534 | 0.0026856 | 0.0026632 | 0.025534 | 0.0026857 | 0.0026633 | 0.0058969 | 0.00062022 | 0.00061505 | 0.0058969 | 0.00062023 | 0.00061506 | 0.0036681 | -0.00019501 | 0.00057296 | -0.0036572 | 0.00019533 | -0.00057266 | 0.0036468 | 0.00061341 | -5.7937e-05 | -0.0036355 | -0.0006131 | 5.8258e-05 | -48.917 | 130.7301 | 131.3194 | 131.083 | -49.2699 | -48.6806 |  | 0.87715 | 1.0378 | 0.93632 | 0.87449 | 1.0375 | 0.93587 | -4.0837 | -121.6337 | 125.5453 | -4.0878 | -121.5986 | 125.5105
Line5_6_7 | 0.025534 | 0.0026857 | 0.0026633 | 0.025534 | 0.0026857 | 0.0026633 | 0.0058969 | 0.00062023 | 0.00061506 | 0.0058969 | 0.00062023 | 0.00061506 | 0.0036572 | -0.00019533 | 0.00057266 | -0.0036463 | 0.00019564 | -0.00057236 | 0.0036355 | 0.0006131 | -5.8258e-05 | -0.0036242 | -0.00061278 | 5.8579e-05 | -48.917 | 130.7301 | 131.3193 | 131.083 | -49.2699 | -48.6807 |  | 0.87449 | 1.0375 | 0.93587 | 0.87183 | 1.0371 | 0.93543 | -4.0878 | -121.5986 | 125.5105 | -4.0918 | -121.5634 | 125.4756
Line6_7_8 | 0.028381 | 0 | 0 | 0.028381 | 0 | 0 | 0.0065543 | 0 | 0 | 0.0065543 | 0 | 0 | 0.0040403 | 8.7309e-09 | -2.2364e-08 | -0.0040274 | -6.1724e-09 | 1.4951e-08 | 0.0040408 | -2.323e-08 | 9.2249e-10 | -0.0040274 | 1.5391e-08 | -3.0338e-10 | -49.0957 | 0 | 0 | 130.9043 | 0 | 0 |  | 0.87183 | 1.0371 | 0.93543 | 0.86899 | 1.0368 | 0.93507 | -4.0918 | -121.5634 | 125.4756 | -4.0956 | -121.5358 | 125.4484
Line7_8_9 | 0 | 0 | 0 | 0 | 0 | 0 | 0 | 0 | 0 | 0 | 0 | 0 | 4.5816e-09 | 2.9205e-09 | -7.4575e-09 | 2.504e-10 | -3.3144e-10 | 3.6464e-11 | 5.1701e-09 | -7.7437e-09 | 3.0632e-10 | -2.1619e-10 | -9.68e-11 | 3.0926e-10 | 0 | 0 | 0 | 0 | 0 | 0 |  | 0.86899 | 1.0368 | 0.93507 | 0.86899 | 1.0368 | 0.93507 | -4.0956 | -121.5358 | 125.4484 | -4.0956 | -121.5358 | 125.4484
Line8_8_10 | 0 | 0 | 0 | 0 | 0 | 0 | 0 | 0 | 0 | 0 | 0 | 0 | 4.5816e-09 | 2.9205e-09 | -7.4575e-09 | 2.504e-10 | -3.3144e-10 | 3.6464e-11 | 5.1701e-09 | -7.7437e-09 | 3.0632e-10 | -2.1619e-10 | -9.68e-11 | 3.0926e-10 | 0 | 0 | 0 | 0 | 0 | 0 |  | 0.86899 | 1.0368 | 0.93507 | 0.86899 | 1.0368 | 0.93507 | -4.0956 | -121.5358 | 125.4484 | -4.0956 | -121.5358 | 125.4484
Line9_3_11 | 0.0027194 | 0.0026786 | 0.0026709 | 0.0027194 | 0.0026786 | 0.002671 | 0.00062801 | 0.0006186 | 0.00061683 | 0.00062802 | 0.00061861 | 0.00061684 | -0.00039348 | -0.00018902 | 0.0005749 | 0.00039356 | 0.00018909 | -0.00057484 | -0.00038804 | 0.00061371 | -5.746e-05 | 0.00038812 | -0.00061364 | 5.7532e-05 | 131.3192 | 131.2205 | 131.2801 | -48.6808 | -48.7795 | -48.7199 |  | 0.87997 | 1.0381 | 0.93667 | 0.88014 | 1.038 | 0.93657 | -4.0794 | -121.6612 | 125.5724 | -4.0791 | -121.6534 | 125.5648

## LG_min_fault_10
name | pf_ikss_a_from_ka | pf_ikss_b_from_ka | pf_ikss_c_from_ka | pf_ikss_a_to_ka | pf_ikss_b_to_ka | pf_ikss_c_to_ka | pf_skss_a_from_mw | pf_skss_b_from_mw | pf_skss_c_from_mw | pf_skss_a_to_mw | pf_skss_b_to_mw | pf_skss_c_to_mw | pf_p_a_from_mw | pf_p_b_from_mw | pf_p_c_from_mw | pf_p_a_to_mw | pf_p_b_to_mw | pf_p_c_to_mw | pf_q_a_from_mvar | pf_q_b_from_mvar | pf_q_c_from_mvar | pf_q_a_to_mvar | pf_q_b_to_mvar | pf_q_c_to_mvar | pf_ikss_a_from_degree | pf_ikss_b_from_degree | pf_ikss_c_from_degree | pf_ikss_a_to_degree | pf_ikss_b_to_degree | pf_ikss_c_to_degree | 3xI0 | pf_vm_a_from_pu | pf_vm_b_from_pu | pf_vm_c_from_pu | pf_vm_a_to_pu | pf_vm_b_to_pu | pf_vm_c_to_pu | pf_va_a_from_degree | pf_va_b_from_degree | pf_va_c_from_degree | pf_va_a_to_degree | pf_va_b_to_degree | pf_va_c_to_degree
Line0_1_2 | 0.02419 | 0.0025442 | 0.002523 | 0.02419 | 0.0025443 | 0.0025231 | 0.0055865 | 0.00058757 | 0.00058267 | 0.0055865 | 0.00058757 | 0.00058268 | 0.0033019 | -0.00017474 | 0.00051451 | -0.0032921 | 0.00017502 | -0.00051424 | 0.0032832 | 0.00055083 | -5.1711e-05 | -0.003273 | -0.00055054 | 5.1999e-05 | -48.917 | 130.7301 | 131.3194 | 131.083 | -49.2699 | -48.6806 |  | 0.8335 | 0.98352 | 0.88746 | 0.83098 | 0.98319 | 0.88704 | -4.0797 | -121.6689 | 125.5801 | -4.0837 | -121.6337 | 125.5453
Line10_11_12 | 0.0025763 | 0.0025377 | 0.0025304 | 0.0025763 | 0.0025377 | 0.0025304 | 0.00059496 | 0.00058605 | 0.00058437 | 0.00059497 | 0.00058606 | 0.00058438 | -0.00035322 | -0.00016971 | 0.00051592 | 0.00035329 | 0.00016977 | -0.00051587 | -0.00034834 | 0.00055075 | -5.1635e-05 | 0.00034841 | -0.00055069 | 5.1699e-05 | 131.3192 | 131.2205 | 131.2801 | -48.6808 | -48.7795 | -48.7199 |  | 0.83381 | 0.98337 | 0.88728 | 0.83397 | 0.9833 | 0.88718 | -4.0791 | -121.6534 | 125.5648 | -4.0788 | -121.6457 | 125.5571
Line11_12_13 | 0.0025763 | 0.0025377 | 0.0025304 | 0.0025763 | 0.0025377 | 0.0025305 | 0.00059497 | 0.00058606 | 0.00058438 | 0.00059498 | 0.00058606 | 0.00058439 | -0.00035329 | -0.00016977 | 0.00051587 | 0.00035336 | 0.00016983 | -0.00051581 | -0.00034841 | 0.00055069 | -5.1699e-05 | 0.00034848 | -0.00055064 | 5.1763e-05 | 131.3192 | 131.2205 | 131.28 | -48.6808 | -48.7795 | -48.72 |  | 0.83397 | 0.9833 | 0.88718 | 0.83413 | 0.98323 | 0.88709 | -4.0788 | -121.6457 | 125.5571 | -4.0785 | -121.638 | 125.5494
Line12_13_15 | 0 | 0 | 0 | 0 | 0 | 0 | 0 | 0 | 0 | 0 | 0 | 0 | 1.2583e-08 | 7.3472e-09 | -1.9695e-08 | -8.1943e-09 | -5.1995e-09 | 1.3158e-08 | 1.3625e-08 | -2.0591e-08 | 1.0926e-09 | -9.2788e-09 | 1.3635e-08 | -4.4528e-10 | 0 | 0 | 0 | 0 | 0 | 0 |  | 0.83413 | 0.98323 | 0.88709 | 0.83413 | 0.98323 | 0.88709 | -4.0785 | -121.638 | 125.5494 | -4.0785 | -121.638 | 125.5494
Line13_13_14 | 0.0025764 | 0.0025378 | 0.0025306 | 0.0025765 | 0.0025379 | 0.0025306 | 0.000595 | 0.00058609 | 0.00058441 | 0.00059501 | 0.00058609 | 0.00058442 | -0.00035337 | -0.00016984 | 0.00051583 | 0.00035344 | 0.00016991 | -0.00051578 | -0.0003485 | 0.00055066 | -5.1764e-05 | 0.00034857 | -0.0005506 | 5.1828e-05 | 131.319 | 131.2204 | 131.2799 | -48.681 | -48.7796 | -48.7201 |  | 0.83413 | 0.98323 | 0.88709 | 0.83428 | 0.98315 | 0.887 | -4.0785 | -121.638 | 125.5494 | -4.0782 | -121.6302 | 125.5418
Line14_15_16 | 0 | 0 | 0 | 0 | 0 | 0 | 0 | 0 | 0 | 0 | 0 | 0 | 8.3888e-09 | 4.8981e-09 | -1.313e-08 | -3.9999e-09 | -2.7504e-09 | 6.5931e-09 | 9.083e-09 | -1.3727e-08 | 7.2837e-10 | -4.7373e-09 | 6.7709e-09 | -8.1091e-11 | 0 | 0 | 0 | 0 | 0 | 0 |  | 0.83413 | 0.98323 | 0.88709 | 0.83413 | 0.98323 | 0.88709 | -4.0785 | -121.638 | 125.5494 | -4.0785 | -121.638 | 125.5494
Line15_16_17 | 0 | 0 | 0 | 0 | 0 | 0 | 0 | 0 | 0 | 0 | 0 | 0 | 4.1944e-09 | 2.4491e-09 | -6.5649e-09 | 1.945e-10 | -3.0137e-10 | 2.8269e-11 | 4.5415e-09 | -6.8637e-09 | 3.6418e-10 | -1.9577e-10 | -9.2745e-11 | 2.8309e-10 | 0 | 0 | 0 | 0 | 0 | 0 |  | 0.83413 | 0.98323 | 0.88709 | 0.83413 | 0.98323 | 0.88709 | -4.0785 | -121.638 | 125.5494 | -4.0785 | -121.638 | 125.5494
Line16_4_18 | 0 | 0 | 0 | 0 | 0 | 0 | 0 | 0 | 0 | 0 | 0 | 0 | 4.1916e-09 | 2.4806e-09 | -6.593e-09 | 1.9582e-10 | -3.0227e-10 | 2.7259e-11 | 4.5709e-09 | -6.8832e-09 | 3.3952e-10 | -1.9571e-10 | -9.4075e-11 | 2.8435e-10 | 0 | 0 | 0 | 0 | 0 | 0 |  | 0.83366 | 0.98345 | 0.88737 | 0.83366 | 0.98345 | 0.88737 | -4.0794 | -121.6611 | 125.5724 | -4.0794 | -121.6611 | 125.5724
Line17_5_19 | 0 | 0 | 0 | 0 | 0 | 0 | 0 | 0 | 0 | 0 | 0 | 0 | 4.1906e-09 | 2.4912e-09 | -6.6024e-09 | 1.9626e-10 | -3.0257e-10 | 2.6917e-11 | 4.5808e-09 | -6.8897e-09 | 3.3119e-10 | -1.9568e-10 | -9.4523e-11 | 2.8477e-10 | 0 | 0 | 0 | 0 | 0 | 0 |  | 0.8335 | 0.98352 | 0.88746 | 0.8335 | 0.98352 | 0.88746 | -4.0797 | -121.6689 | 125.5801 | -4.0797 | -121.6689 | 125.5801
Line1_1_3 | 0.0025762 | 0.0025376 | 0.0025303 | 0.0025762 | 0.0025376 | 0.0025304 | 0.00059495 | 0.00058603 | 0.00058436 | 0.00059496 | 0.00058604 | 0.00058436 | -0.00035308 | -0.00016958 | 0.00051603 | 0.00035315 | 0.00016964 | -0.00051598 | -0.0003482 | 0.00055086 | -5.1507e-05 | 0.00034827 | -0.00055081 | 5.1571e-05 | 131.3193 | 131.2206 | 131.2801 | -48.6807 | -48.7794 | -48.7199 |  | 0.8335 | 0.98352 | 0.88746 | 0.83366 | 0.98345 | 0.88737 | -4.0797 | -121.6689 | 125.5801 | -4.0794 | -121.6612 | 125.5724
Line2_1_4 | 0.0025893 | 0.0025505 | 0.0025432 | 0.0025894 | 0.0025505 | 0.0025432 | 0.00059798 | 0.00058902 | 0.00058732 | 0.00059799 | 0.00058902 | 0.00058733 | -0.00035321 | -0.00017309 | 0.00051889 | 0.00035328 | 0.00017315 | -0.00051883 | -0.00035166 | 0.00055285 | -4.9297e-05 | 0.00035173 | -0.00055279 | 4.9362e-05 | 131.0467 | 130.9467 | 131.0072 | -48.9533 | -49.0533 | -48.9928 |  | 0.8335 | 0.98352 | 0.88746 | 0.83366 | 0.98345 | 0.88737 | -4.0797 | -121.6689 | 125.5801 | -4.0794 | -121.6611 | 125.5724
Line3_1_5 | 0 | 0 | 0 | 0 | 0 | 0 | 0 | 0 | 0 | 0 | 0 | 0 | 8.3812e-09 | 4.9824e-09 | -1.3205e-08 | -3.9943e-09 | -2.7938e-09 | 6.6293e-09 | 9.1616e-09 | -1.3779e-08 | 6.6238e-10 | -4.7765e-09 | 6.7951e-09 | -4.6418e-11 | 0 | 0 | 0 | 0 | 0 | 0 |  | 0.8335 | 0.98352 | 0.88746 | 0.8335 | 0.98352 | 0.88746 | -4.0797 | -121.6689 | 125.5801 | -4.0797 | -121.6689 | 125.5801
Line4_2_6 | 0.02419 | 0.0025443 | 0.0025231 | 0.02419 | 0.0025443 | 0.0025231 | 0.0055865 | 0.00058757 | 0.00058268 | 0.0055865 | 0.00058758 | 0.00058268 | 0.0032921 | -0.00017503 | 0.00051424 | -0.0032824 | 0.00017531 | -0.00051396 | 0.003273 | 0.00055054 | -5.1999e-05 | -0.0032629 | -0.00055026 | 5.2287e-05 | -48.917 | 130.7301 | 131.3194 | 131.083 | -49.2699 | -48.6806 |  | 0.83098 | 0.98319 | 0.88704 | 0.82846 | 0.98286 | 0.88662 | -4.0837 | -121.6337 | 125.5453 | -4.0878 | -121.5986 | 125.5105
Line5_6_7 | 0.02419 | 0.0025443 | 0.0025231 | 0.02419 | 0.0025443 | 0.0025231 | 0.0055865 | 0.00058758 | 0.00058268 | 0.0055865 | 0.00058759 | 0.00058269 | 0.0032824 | -0.00017531 | 0.00051396 | -0.0032726 | 0.00017559 | -0.00051369 | 0.0032629 | 0.00055026 | -5.2287e-05 | -0.0032527 | -0.00054997 | 5.2575e-05 | -48.917 | 130.7301 | 131.3193 | 131.083 | -49.2699 | -48.6807 |  | 0.82846 | 0.98286 | 0.88662 | 0.82594 | 0.98253 | 0.88619 | -4.0878 | -121.5986 | 125.5105 | -4.0918 | -121.5634 | 125.4756
Line6_7_8 | 0.026887 | 0 | 0 | 0.026887 | 0 | 0 | 0.0062094 | 0 | 0 | 0.0062094 | 0 | 0 | 0.0036262 | 7.8361e-09 | -2.0072e-08 | -0.0036146 | -5.5398e-09 | 1.3419e-08 | 0.0036267 | -2.0849e-08 | 8.2794e-10 | -0.0036146 | 1.3813e-08 | -2.7229e-10 | -49.0957 | 0 | 0 | 130.9043 | 0 | 0 |  | 0.82594 | 0.98253 | 0.88619 | 0.82325 | 0.98227 | 0.88586 | -4.0918 | -121.5634 | 125.4756 | -4.0956 | -121.5358 | 125.4484
Line7_8_9 | 0 | 0 | 0 | 0 | 0 | 0 | 0 | 0 | 0 | 0 | 0 | 0 | 4.112e-09 | 2.6212e-09 | -6.6931e-09 | 2.2474e-10 | -2.9747e-10 | 3.2727e-11 | 4.6402e-09 | -6.95e-09 | 2.7493e-10 | -1.9403e-10 | -8.6879e-11 | 2.7757e-10 | 0 | 0 | 0 | 0 | 0 | 0 |  | 0.82325 | 0.98227 | 0.88586 | 0.82325 | 0.98227 | 0.88586 | -4.0956 | -121.5358 | 125.4484 | -4.0956 | -121.5358 | 125.4484
Line8_8_10 | 0 | 0 | 0 | 0 | 0 | 0 | 0 | 0 | 0 | 0 | 0 | 0 | 4.112e-09 | 2.6212e-09 | -6.6931e-09 | 2.2474e-10 | -2.9747e-10 | 3.2727e-11 | 4.6402e-09 | -6.95e-09 | 2.7493e-10 | -1.9403e-10 | -8.6879e-11 | 2.7757e-10 | 0 | 0 | 0 | 0 | 0 | 0 |  | 0.82325 | 0.98227 | 0.88586 | 0.82325 | 0.98227 | 0.88586 | -4.0956 | -121.5358 | 125.4484 | -4.0956 | -121.5358 | 125.4484
Line9_3_11 | 0.0025762 | 0.0025376 | 0.0025304 | 0.0025763 | 0.0025377 | 0.0025304 | 0.00059496 | 0.00058604 | 0.00058436 | 0.00059496 | 0.00058605 | 0.00058437 | -0.00035315 | -0.00016964 | 0.00051598 | 0.00035322 | 0.00016971 | -0.00051592 | -0.00034827 | 0.00055081 | -5.1571e-05 | 0.00034834 | -0.00055075 | 5.1635e-05 | 131.3192 | 131.2205 | 131.2801 | -48.6808 | -48.7795 | -48.7199 |  | 0.83366 | 0.98345 | 0.88737 | 0.83381 | 0.98337 | 0.88728 | -4.0794 | -121.6612 | 125.5724 | -4.0791 | -121.6534 | 125.5648

## LLG_max_6
name | pf_ikss_a_from_ka | pf_ikss_b_from_ka | pf_ikss_c_from_ka | pf_ikss_a_to_ka | pf_ikss_b_to_ka | pf_ikss_c_to_ka | pf_skss_a_from_mw | pf_skss_b_from_mw | pf_skss_c_from_mw | pf_skss_a_to_mw | pf_skss_b_to_mw | pf_skss_c_to_mw | pf_p_a_from_mw | pf_p_b_from_mw | pf_p_c_from_mw | pf_p_a_to_mw | pf_p_b_to_mw | pf_p_c_to_mw | pf_q_a_from_mvar | pf_q_b_from_mvar | pf_q_c_from_mvar | pf_q_a_to_mvar | pf_q_b_to_mvar | pf_q_c_to_mvar | pf_ikss_a_from_degree | pf_ikss_b_from_degree | pf_ikss_c_from_degree | pf_ikss_a_to_degree | pf_ikss_b_to_degree | pf_ikss_c_to_degree | 3xI0 | pf_vm_a_from_pu | pf_vm_b_from_pu | pf_vm_c_from_pu | pf_vm_a_to_pu | pf_vm_b_to_pu | pf_vm_c_to_pu | pf_va_a_from_degree | pf_va_b_from_degree | pf_va_c_from_degree | pf_va_a_to_degree | pf_va_b_to_degree | pf_va_c_to_degree
Line0_1_2 | 0.11837 | 1.9298 | 2.1689 | 0.11837 | 1.9298 | 2.1689 | 0.027336 | 0.44568 | 0.5009 | 0.027336 | 0.44568 | 0.5009 | -0.021245 | 0.12032 | 0.23679 | 0.021036 | -0.095534 | -0.18197 | 0.026964 | 0.32712 | 0.36249 | -0.026002 | -0.25169 | -0.28009 | -125.5617 | 175.9018 | 47.8965 | 54.4383 | -4.0982 | -132.1035 |  | 1.2558 | 0.78207 | 0.86441 | 1.2235 | 0.60404 | 0.66683 | 2.6731 | -114.2927 | 104.7429 | 3.4123 | -114.8838 | 104.8858
Line10_11_12 | 0.12001 | 0.37862 | 0.37303 | 0.12001 | 0.37862 | 0.37303 | 0.027715 | 0.087439 | 0.086148 | 0.027715 | 0.087439 | 0.086148 | 0.017535 | 0.020224 | -0.07027 | -0.017606 | -0.019666 | 0.071753 | 0.030112 | -0.069395 | -0.035288 | -0.030095 | 0.071609 | 0.036998 | -57.3426 | -42.4774 | -100.5928 | 122.6574 | 137.5226 | 79.4072 |  | 1.2573 | 0.82665 | 0.91276 | 1.2581 | 0.84927 | 0.93711 | 2.4437 | -116.2294 | 106.0716 | 2.3293 | -117.121 | 106.6844
Line11_12_13 | 0.12001 | 0.37862 | 0.37303 | 0.12001 | 0.37862 | 0.37303 | 0.027715 | 0.087439 | 0.086148 | 0.027715 | 0.087439 | 0.086148 | 0.017606 | 0.019666 | -0.071753 | -0.017677 | -0.019107 | 0.073236 | 0.030095 | -0.071609 | -0.036998 | -0.030078 | 0.073822 | 0.038709 | -57.3426 | -42.4774 | -100.5928 | 122.6574 | 137.5226 | 79.4072 |  | 1.2581 | 0.84927 | 0.93711 | 1.2588 | 0.87209 | 0.96156 | 2.3293 | -117.121 | 106.6844 | 2.2149 | -117.9661 | 107.2661
Line12_13_15 | 0 | 0 | 0 | 0 | 0 | 0 | 0 | 0 | 0 | 0 | 0 | 0 | -1.5522e-08 | -3.1327e-08 | 4.7389e-08 | 9.3804e-09 | 2.1451e-08 | -3.1372e-08 | -6.0749e-08 | 3.1638e-08 | 7.957e-10 | 4.0686e-08 | -2.0973e-08 | -1.3465e-09 | 0 | 0 | 0 | 0 | 0 | 0 |  | 1.2588 | 0.87209 | 0.96156 | 1.2588 | 0.87209 | 0.96156 | 2.2149 | -117.9661 | 107.2661 | 2.2149 | -117.9661 | 107.2661
Line13_13_14 | 0.12001 | 0.37862 | 0.37303 | 0.12001 | 0.37862 | 0.37303 | 0.027715 | 0.087439 | 0.086148 | 0.027715 | 0.087439 | 0.086148 | 0.017677 | 0.019107 | -0.073236 | -0.017748 | -0.018549 | 0.074719 | 0.030078 | -0.073822 | -0.038709 | -0.030062 | 0.076036 | 0.04042 | -57.3426 | -42.4774 | -100.5928 | 122.6574 | 137.5226 | 79.4072 |  | 1.2588 | 0.87209 | 0.96156 | 1.2596 | 0.89508 | 0.98611 | 2.2149 | -117.9661 | 107.2661 | 2.1008 | -118.768 | 107.8189
Line14_15_16 | 0 | 0 | 0 | 0 | 0 | 0 | 0 | 0 | 0 | 0 | 0 | 0 | -1.0348e-08 | -2.0885e-08 | 3.1593e-08 | 4.2064e-09 | 1.1009e-08 | -1.5576e-08 | -4.0499e-08 | 2.1092e-08 | 5.3047e-10 | 2.0437e-08 | -1.0427e-08 | -1.0812e-09 | 0 | 0 | 0 | 0 | 0 | 0 |  | 1.2588 | 0.87209 | 0.96156 | 1.2588 | 0.87209 | 0.96156 | 2.2149 | -117.9661 | 107.2661 | 2.2149 | -117.9661 | 107.2661
Line15_16_17 | 0 | 0 | 0 | 0 | 0 | 0 | 0 | 0 | 0 | 0 | 0 | 0 | -5.174e-09 | -1.0442e-08 | 1.5796e-08 | -9.6755e-10 | 5.6679e-10 | 2.2075e-10 | -2.025e-08 | 1.0546e-08 | 2.6523e-10 | 1.8731e-10 | 1.1916e-10 | -8.1601e-10 | 0 | 0 | 0 | 0 | 0 | 0 |  | 1.2588 | 0.87209 | 0.96156 | 1.2588 | 0.87209 | 0.96156 | 2.2149 | -117.9661 | 107.2661 | 2.2149 | -117.9661 | 107.2661
Line16_4_18 | 0 | 0 | 0 | 0 | 0 | 0 | 0 | 0 | 0 | 0 | 0 | 0 | -4.6535e-09 | -1.245e-08 | 1.6965e-08 | -9.631e-10 | 7.0507e-10 | 3.9625e-10 | -2.3934e-08 | 1.015e-08 | 7.4283e-10 | 2.1861e-10 | 2.3979e-10 | -8.6282e-10 | 0 | 0 | 0 | 0 | 0 | 0 |  | 1.2578 | 0.80928 | 0.89602 | 1.2578 | 0.80928 | 0.89602 | 2.5875 | -115.5861 | 105.5156 | 2.5875 | -115.5861 | 105.5156
Line17_5_19 | 0 | 0 | 0 | 0 | 0 | 0 | 0 | 0 | 0 | 0 | 0 | 0 | -4.2463e-09 | -1.3307e-08 | 1.7282e-08 | -9.5268e-10 | 7.5339e-10 | 4.7094e-10 | -2.5487e-08 | 9.7205e-09 | 1.0122e-09 | 2.2548e-10 | 2.9943e-10 | -8.7576e-10 | 0 | 0 | 0 | 0 | 0 | 0 |  | 1.2558 | 0.78207 | 0.86441 | 1.2558 | 0.78207 | 0.86441 | 2.6731 | -114.2927 | 104.7429 | 2.6731 | -114.2927 | 104.7429
Line1_1_3 | 0.12001 | 0.37862 | 0.37303 | 0.12001 | 0.37862 | 0.37303 | 0.027714 | 0.087439 | 0.086148 | 0.027714 | 0.087439 | 0.086148 | 0.017393 | 0.021341 | -0.067304 | -0.017464 | -0.020783 | 0.068787 | 0.030145 | -0.064968 | -0.031866 | -0.030128 | 0.067182 | 0.033577 | -57.3425 | -42.4774 | -100.5928 | 122.6575 | 137.5226 | 79.4072 |  | 1.2558 | 0.78207 | 0.86441 | 1.2565 | 0.80425 | 0.88853 | 2.6731 | -114.2927 | 104.7429 | 2.5583 | -115.2879 | 105.4253
Line2_1_4 | 0.13514 | 0.46673 | 0.47657 | 0.13514 | 0.46673 | 0.47657 | 0.03121 | 0.10779 | 0.11006 | 0.03121 | 0.10779 | 0.11006 | 0.012912 | 0.029882 | -0.083081 | -0.012988 | -0.029073 | 0.085463 | 0.037004 | -0.078822 | -0.046352 | -0.037044 | 0.082241 | 0.049204 | -68.0916 | -45.0549 | -104.4147 | 111.9084 | 134.945 | 75.5853 |  | 1.2558 | 0.78207 | 0.86441 | 1.2578 | 0.80928 | 0.89602 | 2.6731 | -114.2927 | 104.7429 | 2.5875 | -115.5861 | 105.5156
Line3_1_5 | 0 | 0 | 0 | 0 | 0 | 0 | 0 | 0 | 0 | 0 | 0 | 0 | -8.4927e-09 | -2.6615e-08 | 3.4564e-08 | 3.2937e-09 | 1.4061e-08 | -1.6811e-08 | -5.0974e-08 | 1.9441e-08 | 2.0244e-09 | 2.5713e-08 | -9.4211e-09 | -1.888e-09 | 0 | 0 | 0 | 0 | 0 | 0 |  | 1.2558 | 0.78207 | 0.86441 | 1.2558 | 0.78207 | 0.86441 | 2.6731 | -114.2927 | 104.7429 | 2.6731 | -114.2927 | 104.7429
Line4_2_6 | 0.11837 | 1.9298 | 2.1689 | 0.11837 | 1.9298 | 2.1689 | 0.027336 | 0.44568 | 0.5009 | 0.027336 | 0.44568 | 0.5009 | -0.021036 | 0.095534 | 0.18197 | 0.020827 | -0.070746 | -0.12715 | 0.026002 | 0.25169 | 0.28009 | -0.025039 | -0.17625 | -0.1977 | -125.5617 | 175.9018 | 47.8965 | 54.4384 | -4.0982 | -132.1035 |  | 1.2235 | 0.60404 | 0.66683 | 1.1914 | 0.42613 | 0.46927 | 3.4123 | -114.8838 | 104.8858 | 4.1915 | -115.9686 | 105.149
Line5_6_7 | 0.11837 | 1.9298 | 2.1689 | 0.11837 | 1.9298 | 2.1689 | 0.027336 | 0.44568 | 0.5009 | 0.027336 | 0.44568 | 0.5009 | -0.020827 | 0.070746 | 0.12715 | 0.020618 | -0.045958 | -0.072331 | 0.025039 | 0.17625 | 0.1977 | -0.024077 | -0.10081 | -0.1153 | -125.5616 | 175.9018 | 47.8965 | 54.4384 | -4.0982 | -132.1035 |  | 1.1914 | 0.42613 | 0.46927 | 1.1596 | 0.2486 | 0.27173 | 4.1915 | -115.9686 | 105.149 | 5.0136 | -118.6053 | 105.7949
Line6_7_8 | 0 | 2.7522 | 3.0823 | 0 | 2.7522 | 3.0823 | 0 | 0.6356 | 0.71182 | 0 | 0.6356 | 0.71182 | -1.3345e-09 | 0.044324 | 0.11079 | -8.3127e-10 | 3.9343e-14 | 6.7392e-15 | -1.0715e-07 | 0.15167 | 0.15855 | 7.0428e-08 | 4.3993e-15 | -3.213e-18 | 0 | 167.6856 | 50.7379 | 0 | -12.3144 | -129.2621 |  | 1.1596 | 0.2486 | 0.27173 | 1.1126 | 0 | 0 | 5.0136 | -118.6053 | 105.7949 | 5.785 | 0 | 0
Line7_8_9 | 0 | 0 | 0 | 0 | 0 | 0 | 0 | 0 | 0 | 0 | 0 | 0 | 2.7709e-10 | -2.9526e-22 | -1.9483e-22 | -2.7709e-10 | -3.1301e-19 | -6.24e-18 | -3.4998e-08 | -2.1137e-21 | 1.7417e-22 | 4.3175e-10 | 1.7758e-17 | -3.2193e-18 | 0 | 0 | 0 | 0 | 0 | 0 |  | 1.1126 | 0 | 0 | 1.1126 | 0 | 0 | 5.785 | 0 | 0 | 5.785 | 0 | 0
Line8_8_10 | 0 | 0 | 0 | 0 | 0 | 0 | 0 | 0 | 0 | 0 | 0 | 0 | 2.7709e-10 | -2.9526e-22 | -1.9483e-22 | -2.7709e-10 | -3.1301e-19 | -6.24e-18 | -3.4998e-08 | -2.1137e-21 | 1.7417e-22 | 4.3175e-10 | 1.7758e-17 | -3.2193e-18 | 0 | 0 | 0 | 0 | 0 | 0 |  | 1.1126 | 0 | 0 | 1.1126 | 0 | 0 | 5.785 | 0 | 0 | 5.785 | 0 | 0
Line9_3_11 | 0.12001 | 0.37862 | 0.37303 | 0.12001 | 0.37862 | 0.37303 | 0.027714 | 0.087439 | 0.086148 | 0.027715 | 0.087439 | 0.086148 | 0.017464 | 0.020783 | -0.068787 | -0.017535 | -0.020224 | 0.07027 | 0.030128 | -0.067182 | -0.033577 | -0.030112 | 0.069395 | 0.035288 | -57.3425 | -42.4774 | -100.5928 | 122.6574 | 137.5226 | 79.4072 |  | 1.2565 | 0.80425 | 0.88853 | 1.2573 | 0.82665 | 0.91276 | 2.5583 | -115.2879 | 105.4253 | 2.4437 | -116.2294 | 106.0716

## LLG_max_10
name | pf_ikss_a_from_ka | pf_ikss_b_from_ka | pf_ikss_c_from_ka | pf_ikss_a_to_ka | pf_ikss_b_to_ka | pf_ikss_c_to_ka | pf_skss_a_from_mw | pf_skss_b_from_mw | pf_skss_c_from_mw | pf_skss_a_to_mw | pf_skss_b_to_mw | pf_skss_c_to_mw | pf_p_a_from_mw | pf_p_b_from_mw | pf_p_c_from_mw | pf_p_a_to_mw | pf_p_b_to_mw | pf_p_c_to_mw | pf_q_a_from_mvar | pf_q_b_from_mvar | pf_q_c_from_mvar | pf_q_a_to_mvar | pf_q_b_to_mvar | pf_q_c_to_mvar | pf_ikss_a_from_degree | pf_ikss_b_from_degree | pf_ikss_c_from_degree | pf_ikss_a_to_degree | pf_ikss_b_to_degree | pf_ikss_c_to_degree | 3xI0 | pf_vm_a_from_pu | pf_vm_b_from_pu | pf_vm_c_from_pu | pf_vm_a_to_pu | pf_vm_b_to_pu | pf_vm_c_to_pu | pf_va_a_from_degree | pf_va_b_from_degree | pf_va_c_from_degree | pf_va_a_to_degree | pf_va_b_to_degree | pf_va_c_to_degree
Line0_1_2 | 0.12269 | 2.0048 | 2.2558 | 0.12269 | 2.0048 | 2.2558 | 0.028333 | 0.46299 | 0.52096 | 0.028333 | 0.46299 | 0.52096 | -0.022432 | 0.12984 | 0.25489 | 0.022233 | -0.10292 | -0.19567 | 0.029894 | 0.35245 | 0.39173 | -0.028856 | -0.27094 | -0.30242 | -124.1984 | 176.0233 | 47.4249 | 55.8017 | -3.9767 | -132.5751 |  | 1.3191 | 0.81126 | 0.89709 | 1.2857 | 0.62599 | 0.69142 | 2.6859 | -114.1995 | 104.3739 | 3.4158 | -114.7768 | 104.521
Line10_11_12 | 0.12463 | 0.38863 | 0.38561 | 0.12463 | 0.38863 | 0.38561 | 0.028782 | 0.08975 | 0.089052 | 0.028782 | 0.08975 | 0.089052 | 0.018212 | 0.021799 | -0.075416 | -0.018281 | -0.021219 | 0.076996 | 0.033357 | -0.073767 | -0.037739 | -0.033341 | 0.076101 | 0.03957 | -58.8874 | -42.579 | -100.8763 | 121.1126 | 137.421 | 79.1237 |  | 1.3204 | 0.85705 | 0.94699 | 1.3211 | 0.88027 | 0.97212 | 2.4792 | -116.116 | 105.7077 | 2.376 | -116.999 | 106.3231
Line11_12_13 | 0.12463 | 0.38863 | 0.38561 | 0.12463 | 0.38863 | 0.38561 | 0.028782 | 0.08975 | 0.089052 | 0.028782 | 0.08975 | 0.089052 | 0.018281 | 0.021219 | -0.076996 | -0.018351 | -0.02064 | 0.078577 | 0.033341 | -0.076101 | -0.03957 | -0.033325 | 0.078436 | 0.0414 | -58.8874 | -42.579 | -100.8763 | 121.1126 | 137.421 | 79.1237 |  | 1.3211 | 0.88027 | 0.97212 | 1.3218 | 0.90369 | 0.99735 | 2.376 | -116.999 | 106.3231 | 2.2729 | -117.8364 | 106.9074
Line12_13_15 | 0 | 0 | 0 | 0 | 0 | 0 | 0 | 0 | 0 | 0 | 0 | 0 | -1.7053e-08 | -3.5359e-08 | 5.2894e-08 | 1.029e-08 | 2.422e-08 | -3.4992e-08 | -6.8899e-08 | 3.5001e-08 | 9.3392e-10 | 4.6144e-08 | -2.3196e-08 | -1.5339e-09 | 0 | 0 | 0 | 0 | 0 | 0 |  | 1.3218 | 0.90369 | 0.99735 | 1.3218 | 0.90369 | 0.99735 | 2.2729 | -117.8364 | 106.9074 | 2.2729 | -117.8364 | 106.9074
Line13_13_14 | 0.12463 | 0.38863 | 0.38561 | 0.12463 | 0.38863 | 0.38561 | 0.028782 | 0.08975 | 0.089052 | 0.028782 | 0.08975 | 0.089052 | 0.018351 | 0.02064 | -0.078577 | -0.01842 | -0.02006 | 0.080157 | 0.033325 | -0.078436 | -0.0414 | -0.03331 | 0.080771 | 0.043231 | -58.8874 | -42.5791 | -100.8763 | 121.1126 | 137.4209 | 79.1237 |  | 1.3218 | 0.90369 | 0.99735 | 1.3225 | 0.9273 | 1.0227 | 2.2729 | -117.8364 | 106.9074 | 2.17 | -118.6313 | 107.4628
Line14_15_16 | 0 | 0 | 0 | 0 | 0 | 0 | 0 | 0 | 0 | 0 | 0 | 0 | -1.1369e-08 | -2.3573e-08 | 3.5262e-08 | 4.6053e-09 | 1.2434e-08 | -1.736e-08 | -4.5933e-08 | 2.3334e-08 | 6.2262e-10 | 2.3178e-08 | -1.1529e-08 | -1.2225e-09 | 0 | 0 | 0 | 0 | 0 | 0 |  | 1.3218 | 0.90369 | 0.99735 | 1.3218 | 0.90369 | 0.99735 | 2.2729 | -117.8364 | 106.9074 | 2.2729 | -117.8364 | 106.9073
Line15_16_17 | 0 | 0 | 0 | 0 | 0 | 0 | 0 | 0 | 0 | 0 | 0 | 0 | -5.6844e-09 | -1.1786e-08 | 1.7631e-08 | -1.0791e-09 | 6.4788e-10 | 2.7081e-10 | -2.2966e-08 | 1.1667e-08 | 3.1131e-10 | 2.1144e-10 | 1.3761e-10 | -9.1124e-10 | 0 | 0 | 0 | 0 | 0 | 0 |  | 1.3218 | 0.90369 | 0.99735 | 1.3218 | 0.90369 | 0.99735 | 2.2729 | -117.8364 | 106.9073 | 2.2729 | -117.8364 | 106.9073
Line16_4_18 | 0 | 0 | 0 | 0 | 0 | 0 | 0 | 0 | 0 | 0 | 0 | 0 | -5.0845e-09 | -1.3925e-08 | 1.8837e-08 | -1.0759e-09 | 7.9239e-10 | 4.5618e-10 | -2.6965e-08 | 1.1173e-08 | 8.0995e-10 | 2.4282e-10 | 2.6744e-10 | -9.6097e-10 | 0 | 0 | 0 | 0 | 0 | 0 |  | 1.321 | 0.83897 | 0.92937 | 1.321 | 0.83897 | 0.92937 | 2.6122 | -115.467 | 105.1455 | 2.6122 | -115.467 | 105.1455
Line17_5_19 | 0 | 0 | 0 | 0 | 0 | 0 | 0 | 0 | 0 | 0 | 0 | 0 | -4.641e-09 | -1.4824e-08 | 1.9155e-08 | -1.0655e-09 | 8.4214e-10 | 5.337e-10 | -2.8632e-08 | 1.0693e-08 | 1.0845e-09 | 2.4931e-10 | 3.307e-10 | -9.7461e-10 | 0 | 0 | 0 | 0 | 0 | 0 |  | 1.3191 | 0.81126 | 0.89709 | 1.3191 | 0.81126 | 0.89709 | 2.6859 | -114.1995 | 104.3739 | 2.6859 | -114.1995 | 104.3739
Line1_1_3 | 0.12463 | 0.38863 | 0.38561 | 0.12463 | 0.38863 | 0.38561 | 0.028782 | 0.08975 | 0.089052 | 0.028782 | 0.08975 | 0.089052 | 0.018073 | 0.022958 | -0.072255 | -0.018143 | -0.022378 | 0.073835 | 0.033388 | -0.069097 | -0.034078 | -0.033373 | 0.071432 | 0.035909 | -58.8874 | -42.579 | -100.8763 | 121.1126 | 137.421 | 79.1237 |  | 1.3191 | 0.81126 | 0.89709 | 1.3198 | 0.83404 | 0.92198 | 2.6859 | -114.1995 | 104.3739 | 2.5825 | -115.184 | 105.0589
Line2_1_4 | 0.14011 | 0.47507 | 0.4878 | 0.14011 | 0.47507 | 0.4878 | 0.032358 | 0.10971 | 0.11265 | 0.032358 | 0.10971 | 0.11265 | 0.013197 | 0.03172 | -0.088432 | -0.013268 | -0.030893 | 0.090923 | 0.040592 | -0.083162 | -0.048919 | -0.040633 | 0.086708 | 0.051908 | -69.3047 | -45.0773 | -104.5766 | 110.6953 | 134.9227 | 75.4234 |  | 1.3191 | 0.81126 | 0.89709 | 1.321 | 0.83897 | 0.92937 | 2.6859 | -114.1995 | 104.3739 | 2.6122 | -115.467 | 105.1455
Line3_1_5 | 0 | 0 | 0 | 0 | 0 | 0 | 0 | 0 | 0 | 0 | 0 | 0 | -9.282e-09 | -2.9648e-08 | 3.8309e-08 | 3.5755e-09 | 1.5666e-08 | -1.8621e-08 | -5.7263e-08 | 2.1386e-08 | 2.169e-09 | 2.8881e-08 | -1.0362e-08 | -2.0591e-09 | 0 | 0 | 0 | 0 | 0 | 0 |  | 1.3191 | 0.81126 | 0.89709 | 1.3191 | 0.81126 | 0.89709 | 2.6859 | -114.1995 | 104.3739 | 2.6859 | -114.1995 | 104.3739
Line4_2_6 | 0.12269 | 2.0048 | 2.2558 | 0.12269 | 2.0048 | 2.2558 | 0.028333 | 0.46299 | 0.52096 | 0.028333 | 0.46299 | 0.52096 | -0.022233 | 0.10292 | 0.19567 | 0.022035 | -0.076003 | -0.13646 | 0.028856 | 0.27094 | 0.30242 | -0.027818 | -0.18942 | -0.21311 | -124.1983 | 176.0233 | 47.4249 | 55.8017 | -3.9767 | -132.5751 |  | 1.2857 | 0.62599 | 0.69142 | 1.2525 | 0.44083 | 0.48575 | 3.4158 | -114.7768 | 104.521 | 4.1846 | -115.8394 | 104.7926
Line5_6_7 | 0.12269 | 2.0048 | 2.2558 | 0.12269 | 2.0048 | 2.2558 | 0.028333 | 0.46299 | 0.52096 | 0.028333 | 0.46299 | 0.52096 | -0.022035 | 0.076003 | 0.13646 | 0.021836 | -0.049086 | -0.077249 | 0.027818 | 0.18942 | 0.21311 | -0.02678 | -0.1079 | -0.12381 | -124.1983 | 176.0233 | 47.4249 | 55.8018 | -3.9767 | -132.5751 |  | 1.2525 | 0.44083 | 0.48575 | 1.2196 | 0.25604 | 0.28012 | 4.1846 | -115.8394 | 104.7926 | 4.995 | -118.438 | 105.463
Line6_7_8 | 0 | 2.8291 | 3.1732 | 0 | 2.8291 | 3.1732 | 0 | 0.65335 | 0.73283 | 0 | 0.65335 | 0.73283 | -1.3509e-09 | 0.047103 | 0.11736 | -9.9514e-10 | 7.1882e-14 | 4.0923e-14 | -1.1874e-07 | 0.16051 | 0.16842 | 7.8094e-08 | -1.0055e-14 | -1.5319e-14 | 0 | 167.9162 | 50.3341 | 0 | -12.0838 | -129.6659 |  | 1.2196 | 0.25604 | 0.28012 | 1.1717 | 0 | 0 | 4.995 | -118.438 | 105.463 | 5.7504 | 0 | 0
Line7_8_9 | 0 | 0 | 0 | 0 | 0 | 0 | 0 | 0 | 0 | 0 | 0 | 0 | 3.3171e-10 | -1.5044e-21 | -7.962e-22 | -3.3171e-10 | -3.5319e-19 | -6.9063e-18 | -3.881e-08 | -3.7139e-21 | 1.5409e-21 | 4.735e-10 | 1.9563e-17 | -3.5775e-18 | 0 | 0 | 0 | 0 | 0 | 0 |  | 1.1717 | 0 | 0 | 1.1717 | 0 | 0 | 5.7504 | 0 | 0 | 5.7504 | 0 | 0
Line8_8_10 | 0 | 0 | 0 | 0 | 0 | 0 | 0 | 0 | 0 | 0 | 0 | 0 | 3.3171e-10 | -1.5044e-21 | -7.962e-22 | -3.3171e-10 | -3.5319e-19 | -6.9063e-18 | -3.881e-08 | -3.7139e-21 | 1.5409e-21 | 4.735e-10 | 1.9563e-17 | -3.5775e-18 | 0 | 0 | 0 | 0 | 0 | 0 |  | 1.1717 | 0 | 0 | 1.1717 | 0 | 0 | 5.7504 | 0 | 0 | 5.7504 | 0 | 0
Line9_3_11 | 0.12463 | 0.38863 | 0.38561 | 0.12463 | 0.38863 | 0.38561 | 0.028782 | 0.08975 | 0.089052 | 0.028782 | 0.08975 | 0.089052 | 0.018143 | 0.022378 | -0.073835 | -0.018212 | -0.021799 | 0.075416 | 0.033373 | -0.071432 | -0.035909 | -0.033357 | 0.073767 | 0.037739 | -58.8874 | -42.579 | -100.8763 | 121.1126 | 137.421 | 79.1237 |  | 1.3198 | 0.83404 | 0.92198 | 1.3204 | 0.85705 | 0.94699 | 2.5825 | -115.184 | 105.0589 | 2.4792 | -116.116 | 105.7077

## LLG_max_fault_6
name | pf_ikss_a_from_ka | pf_ikss_b_from_ka | pf_ikss_c_from_ka | pf_ikss_a_to_ka | pf_ikss_b_to_ka | pf_ikss_c_to_ka | pf_skss_a_from_mw | pf_skss_b_from_mw | pf_skss_c_from_mw | pf_skss_a_to_mw | pf_skss_b_to_mw | pf_skss_c_to_mw | pf_p_a_from_mw | pf_p_b_from_mw | pf_p_c_from_mw | pf_p_a_to_mw | pf_p_b_to_mw | pf_p_c_to_mw | pf_q_a_from_mvar | pf_q_b_from_mvar | pf_q_c_from_mvar | pf_q_a_to_mvar | pf_q_b_to_mvar | pf_q_c_to_mvar | pf_ikss_a_from_degree | pf_ikss_b_from_degree | pf_ikss_c_from_degree | pf_ikss_a_to_degree | pf_ikss_b_to_degree | pf_ikss_c_to_degree | 3xI0 | pf_vm_a_from_pu | pf_vm_b_from_pu | pf_vm_c_from_pu | pf_vm_a_to_pu | pf_vm_b_to_pu | pf_vm_c_to_pu | pf_va_a_from_degree | pf_va_b_from_degree | pf_va_c_from_degree | pf_va_a_to_degree | pf_va_b_to_degree | pf_va_c_to_degree
Line0_1_2 | 0.1161 | 0.095953 | 0.093206 | 0.1161 | 0.095953 | 0.093206 | 0.026812 | 0.022159 | 0.021525 | 0.026812 | 0.022159 | 0.021525 | -0.011059 | -0.0060079 | -0.0068696 | 0.011194 | 0.0061058 | 0.00695 | -0.026972 | -0.023211 | -0.022309 | 0.027233 | 0.023399 | 0.022486 | 112.5067 | -15.4207 | -132.9482 | -67.4933 | 164.5793 | 47.0518 |  | 1.0872 | 1.082 | 1.0845 | 1.0981 | 1.0913 | 1.0934 | 0.21217 | -119.9328 | 119.9367 | 0.16201 | -120.0453 | 119.8762
Line10_11_12 | 0.10494 | 0.11004 | 0.10667 | 0.10494 | 0.11004 | 0.10667 | 0.024234 | 0.025413 | 0.024634 | 0.024234 | 0.025413 | 0.024634 | -0.00045285 | -0.0012182 | -0.0019763 | 0.0005615 | 0.001337 | 0.0020937 | -0.026794 | -0.027957 | -0.027111 | 0.027017 | 0.028196 | 0.027338 | 90.7244 | -27.8891 | -146.3254 | -89.2756 | 152.1109 | 33.6746 |  | 1.1058 | 1.1011 | 1.1035 | 1.1151 | 1.1108 | 1.113 | -0.24387 | -120.3841 | 119.5053 | -0.46618 | -120.604 | 119.2952
Line11_12_13 | 0.10494 | 0.11004 | 0.10667 | 0.10494 | 0.11004 | 0.10667 | 0.024234 | 0.025413 | 0.024634 | 0.024234 | 0.025413 | 0.024634 | -0.0005615 | -0.001337 | -0.0020937 | 0.00067015 | 0.0014558 | 0.0022111 | -0.027017 | -0.028196 | -0.027338 | 0.027241 | 0.028435 | 0.027565 | 90.7244 | -27.8891 | -146.3254 | -89.2756 | 152.1109 | 33.6746 |  | 1.1151 | 1.1108 | 1.113 | 1.1244 | 1.1204 | 1.1226 | -0.46618 | -120.604 | 119.2952 | -0.68482 | -120.82 | 119.0886
Line12_13_15 | 0 | 0 | 0 | 0 | 0 | 0 | 0 | 0 | 0 | 0 | 0 | 0 | 4.0755e-10 | 7.6256e-10 | 1.5182e-09 | -5.788e-10 | -7.9799e-10 | -1.3116e-09 | -2.6634e-10 | 8.388e-10 | -2.9977e-11 | 1.2582e-10 | -6.2093e-10 | -4.8761e-11 | 0 | 0 | 0 | 0 | 0 | 0 |  | 1.1244 | 1.1204 | 1.1226 | 1.1244 | 1.1204 | 1.1226 | -0.68482 | -120.82 | 119.0886 | -0.68482 | -120.82 | 119.0886
Line13_13_14 | 0.10494 | 0.11004 | 0.10667 | 0.10494 | 0.11004 | 0.10667 | 0.024234 | 0.025413 | 0.024634 | 0.024234 | 0.025413 | 0.024634 | -0.00067015 | -0.0014558 | -0.0022111 | 0.00077879 | 0.0015747 | 0.0023285 | -0.027241 | -0.028435 | -0.027565 | 0.027464 | 0.028674 | 0.027792 | 90.7244 | -27.8891 | -146.3254 | -89.2756 | 152.1109 | 33.6746 |  | 1.1244 | 1.1204 | 1.1226 | 1.1338 | 1.13 | 1.1322 | -0.68482 | -120.82 | 119.0886 | -0.89986 | -121.0324 | 118.8856
Line14_15_16 | 0 | 0 | 0 | 0 | 0 | 0 | 0 | 0 | 0 | 0 | 0 | 0 | 2.717e-10 | 5.0838e-10 | 1.0122e-09 | -4.4295e-10 | -5.438e-10 | -8.0548e-10 | -1.7756e-10 | 5.592e-10 | -1.9985e-11 | 3.7039e-11 | -3.4133e-10 | -5.8753e-11 | 0 | 0 | 0 | 0 | 0 | 0 |  | 1.1244 | 1.1204 | 1.1226 | 1.1244 | 1.1204 | 1.1226 | -0.68482 | -120.82 | 119.0886 | -0.68482 | -120.82 | 119.0886
Line15_16_17 | 0 | 0 | 0 | 0 | 0 | 0 | 0 | 0 | 0 | 0 | 0 | 0 | 1.3585e-10 | 2.5419e-10 | 5.0608e-10 | -3.071e-10 | -2.8961e-10 | -2.994e-10 | -8.8779e-11 | 2.796e-10 | -9.9924e-12 | -5.174e-11 | -6.1732e-11 | -6.8745e-11 | 0 | 0 | 0 | 0 | 0 | 0 |  | 1.1244 | 1.1204 | 1.1226 | 1.1244 | 1.1204 | 1.1226 | -0.68482 | -120.82 | 119.0886 | -0.68482 | -120.82 | 119.0886
Line16_4_18 | 0 | 0 | 0 | 0 | 0 | 0 | 0 | 0 | 0 | 0 | 0 | 0 | 1.4688e-11 | 1.2041e-10 | 4.2792e-10 | -1.9788e-10 | -1.7747e-10 | -1.8766e-10 | -1.6707e-10 | 2.6018e-10 | -4.8413e-11 | -5.5935e-12 | -1.6138e-11 | -2.4845e-11 | 0 | 0 | 0 | 0 | 0 | 0 |  | 1.0991 | 1.0942 | 1.0967 | 1.0991 | 1.0942 | 1.0967 | -0.075737 | -120.2195 | 119.6628 | -0.075737 | -120.2195 | 119.6628
Line17_5_19 | 0 | 0 | 0 | 0 | 0 | 0 | 0 | 0 | 0 | 0 | 0 | 0 | -3.7551e-11 | 5.8582e-11 | 3.9122e-10 | -1.4843e-10 | -1.2681e-10 | -1.3701e-10 | -2.0279e-10 | 2.4876e-10 | -6.3856e-11 | 1.55e-11 | 4.8877e-12 | -4.6142e-12 | 0 | 0 | 0 | 0 | 0 | 0 |  | 1.0872 | 1.082 | 1.0845 | 1.0872 | 1.082 | 1.0845 | 0.21217 | -119.9328 | 119.9367 | 0.21217 | -119.9328 | 119.9367
Line1_1_3 | 0.10494 | 0.11004 | 0.10667 | 0.10494 | 0.11004 | 0.10667 | 0.024234 | 0.025413 | 0.024634 | 0.024234 | 0.025413 | 0.024634 | -0.00023556 | -0.00098053 | -0.0017416 | 0.0003442 | 0.0010994 | 0.001859 | -0.026347 | -0.027479 | -0.026657 | 0.02657 | 0.027718 | 0.026884 | 90.7244 | -27.8891 | -146.3254 | -89.2756 | 152.1109 | 33.6746 |  | 1.0872 | 1.082 | 1.0845 | 1.0965 | 1.0915 | 1.094 | 0.21217 | -119.9328 | 119.9367 | -0.017777 | -120.1604 | 119.7191
Line2_1_4 | 0.13381 | 0.14037 | 0.13655 | 0.13381 | 0.14037 | 0.13655 | 0.030901 | 0.032416 | 0.031536 | 0.030901 | 0.032416 | 0.031536 | -0.00060418 | -0.0013869 | -0.0024182 | 0.00078141 | 0.00158 | 0.0026102 | -0.033591 | -0.035046 | -0.034114 | 0.033955 | 0.035435 | 0.034485 | 91.2426 | -27.6665 | -146.0087 | -88.7574 | 152.3335 | 33.9913 |  | 1.0872 | 1.082 | 1.0845 | 1.0991 | 1.0942 | 1.0967 | 0.21217 | -119.9328 | 119.9367 | -0.075737 | -120.2195 | 119.6628
Line3_1_5 | 0 | 0 | 0 | 0 | 0 | 0 | 0 | 0 | 0 | 0 | 0 | 0 | -7.5102e-11 | 1.1716e-10 | 7.8245e-10 | -1.1088e-10 | -1.854e-10 | -5.2824e-10 | -4.0558e-10 | 4.9752e-10 | -1.2771e-10 | 2.1829e-10 | -2.4387e-10 | 5.9242e-11 | 0 | 0 | 0 | 0 | 0 | 0 |  | 1.0872 | 1.082 | 1.0845 | 1.0872 | 1.082 | 1.0845 | 0.21217 | -119.9328 | 119.9367 | 0.21217 | -119.9328 | 119.9367
Line4_2_6 | 0.1161 | 0.095953 | 0.093206 | 0.1161 | 0.095953 | 0.093206 | 0.026812 | 0.022159 | 0.021525 | 0.026812 | 0.022159 | 0.021525 | -0.011194 | -0.0061058 | -0.00695 | 0.011329 | 0.0062037 | 0.0070304 | -0.027233 | -0.023399 | -0.022486 | 0.027493 | 0.023588 | 0.022663 | 112.5067 | -15.4207 | -132.9482 | -67.4933 | 164.5793 | 47.0518 |  | 1.0981 | 1.0913 | 1.0934 | 1.109 | 1.1007 | 1.1024 | 0.16201 | -120.0453 | 119.8762 | 0.11284 | -120.1559 | 119.8168
Line5_6_7 | 0.1161 | 0.095953 | 0.093206 | 0.1161 | 0.095953 | 0.093206 | 0.026812 | 0.022159 | 0.021525 | 0.026812 | 0.022159 | 0.021525 | -0.011329 | -0.0062037 | -0.0070304 | 0.011463 | 0.0063016 | 0.0071108 | -0.027493 | -0.023588 | -0.022663 | 0.027754 | 0.023777 | 0.022839 | 112.5067 | -15.4207 | -132.9482 | -67.4933 | 164.5793 | 47.0518 |  | 1.109 | 1.1007 | 1.1024 | 1.1199 | 1.11 | 1.1113 | 0.11284 | -120.1559 | 119.8168 | 0.064621 | -120.2646 | 119.7583
Line6_7_8 | 0 | 0.036159 | 0.03619 | 0 | 0.036159 | 0.03619 | 0 | 0.0083506 | 0.0083578 | 0 | 0.0083506 | 0.0083578 | 1.3054e-10 | 0.0065456 | 0.0065644 | -3.66e-10 | -0.0065374 | -0.0065487 | -9.7905e-10 | 0.0065632 | 0.0065708 | 6.7393e-10 | -0.0065374 | -0.0065487 | 0 | -165.3418 | 74.7307 | 0 | 14.6582 | -105.2693 |  | 1.1199 | 1.11 | 1.1113 | 1.1194 | 1.1071 | 1.1081 | 0.064621 | -120.2646 | 119.7583 | 0.055366 | -120.3418 | 119.7307
Line7_8_9 | 0 | 0 | 0 | 0 | 0 | 0 | 0 | 0 | 0 | 0 | 0 | 0 | 4.0613e-11 | 7.2098e-11 | 6.4019e-10 | -2.8478e-10 | -2.3204e-10 | -2.3609e-10 | -3.3488e-10 | 3.9924e-10 | -2.7868e-11 | 4.1644e-12 | -2.5429e-11 | -2.0055e-11 | 0 | 0 | 0 | 0 | 0 | 0 |  | 1.1194 | 1.1071 | 1.1081 | 1.1194 | 1.1071 | 1.1081 | 0.055366 | -120.3418 | 119.7307 | 0.055366 | -120.3418 | 119.7307
Line8_8_10 | 0 | 0 | 0 | 0 | 0 | 0 | 0 | 0 | 0 | 0 | 0 | 0 | 4.0613e-11 | 7.2098e-11 | 6.4019e-10 | -2.8478e-10 | -2.3204e-10 | -2.3609e-10 | -3.3488e-10 | 3.9924e-10 | -2.7868e-11 | 4.1645e-12 | -2.5429e-11 | -2.0055e-11 | 0 | 0 | 0 | 0 | 0 | 0 |  | 1.1194 | 1.1071 | 1.1081 | 1.1194 | 1.1071 | 1.1081 | 0.055366 | -120.3418 | 119.7307 | 0.055366 | -120.3418 | 119.7307
Line9_3_11 | 0.10494 | 0.11004 | 0.10667 | 0.10494 | 0.11004 | 0.10667 | 0.024234 | 0.025413 | 0.024634 | 0.024234 | 0.025413 | 0.024634 | -0.0003442 | -0.0010994 | -0.001859 | 0.00045285 | 0.0012182 | 0.0019763 | -0.02657 | -0.027718 | -0.026884 | 0.026794 | 0.027957 | 0.027111 | 90.7244 | -27.8891 | -146.3254 | -89.2756 | 152.1109 | 33.6746 |  | 1.0965 | 1.0915 | 1.094 | 1.1058 | 1.1011 | 1.1035 | -0.017777 | -120.1604 | 119.7191 | -0.24387 | -120.3841 | 119.5053

## LLG_max_fault_10
name | pf_ikss_a_from_ka | pf_ikss_b_from_ka | pf_ikss_c_from_ka | pf_ikss_a_to_ka | pf_ikss_b_to_ka | pf_ikss_c_to_ka | pf_skss_a_from_mw | pf_skss_b_from_mw | pf_skss_c_from_mw | pf_skss_a_to_mw | pf_skss_b_to_mw | pf_skss_c_to_mw | pf_p_a_from_mw | pf_p_b_from_mw | pf_p_c_from_mw | pf_p_a_to_mw | pf_p_b_to_mw | pf_p_c_to_mw | pf_q_a_from_mvar | pf_q_b_from_mvar | pf_q_c_from_mvar | pf_q_a_to_mvar | pf_q_b_to_mvar | pf_q_c_to_mvar | pf_ikss_a_from_degree | pf_ikss_b_from_degree | pf_ikss_c_from_degree | pf_ikss_a_to_degree | pf_ikss_b_to_degree | pf_ikss_c_to_degree | 3xI0 | pf_vm_a_from_pu | pf_vm_b_from_pu | pf_vm_c_from_pu | pf_vm_a_to_pu | pf_vm_b_to_pu | pf_vm_c_to_pu | pf_va_a_from_degree | pf_va_b_from_degree | pf_va_c_from_degree | pf_va_a_to_degree | pf_va_b_to_degree | pf_va_c_to_degree
Line0_1_2 | 0.11682 | 0.095659 | 0.092729 | 0.11682 | 0.095659 | 0.092729 | 0.026978 | 0.022091 | 0.021415 | 0.026978 | 0.022091 | 0.021415 | -0.011558 | -0.005994 | -0.0069463 | 0.011694 | 0.0060915 | 0.0070255 | -0.028481 | -0.024313 | -0.02332 | 0.028744 | 0.024501 | 0.023495 | 112.304 | -16.0865 | -133.4847 | -67.696 | 163.9135 | 46.5153 |  | 1.1393 | 1.1335 | 1.1363 | 1.1503 | 1.1428 | 1.1451 | 0.21643 | -119.9355 | 119.9283 | 0.16597 | -120.0485 | 119.8677
Line10_11_12 | 0.10602 | 0.11144 | 0.1079 | 0.10602 | 0.11144 | 0.1079 | 0.024485 | 0.025737 | 0.024918 | 0.024485 | 0.025737 | 0.024918 | -0.00048739 | -0.0013298 | -0.0021739 | 0.00059825 | 0.0014515 | 0.0022941 | -0.028351 | -0.029643 | -0.028711 | 0.02858 | 0.029889 | 0.028943 | 90.7621 | -27.8016 | -146.1562 | -89.2379 | 152.1984 | 33.8438 |  | 1.1581 | 1.153 | 1.1555 | 1.1675 | 1.1627 | 1.1652 | -0.22276 | -120.3701 | 119.5139 | -0.43706 | -120.5819 | 119.3118
Line11_12_13 | 0.10602 | 0.11144 | 0.1079 | 0.10602 | 0.11144 | 0.1079 | 0.024485 | 0.025737 | 0.024918 | 0.024485 | 0.025737 | 0.024918 | -0.00059825 | -0.0014515 | -0.0022941 | 0.0007091 | 0.0015733 | 0.0024144 | -0.02858 | -0.029889 | -0.028943 | 0.028808 | 0.030134 | 0.029175 | 90.7621 | -27.8016 | -146.1562 | -89.2379 | 152.1984 | 33.8438 |  | 1.1675 | 1.1627 | 1.1652 | 1.1769 | 1.1724 | 1.1749 | -0.43706 | -120.5819 | 119.3118 | -0.64792 | -120.7902 | 119.1131
Line12_13_15 | 0 | 0 | 0 | 0 | 0 | 0 | 0 | 0 | 0 | 0 | 0 | 0 | 4.0396e-10 | 8.0969e-10 | 1.688e-09 | -6.0149e-10 | -8.5168e-10 | -1.4485e-09 | -3.2926e-10 | 9.5143e-10 | -5.053e-11 | 1.6583e-10 | -6.995e-10 | -3.9661e-11 | 0 | 0 | 0 | 0 | 0 | 0 |  | 1.1769 | 1.1724 | 1.1749 | 1.1769 | 1.1724 | 1.1749 | -0.64792 | -120.7902 | 119.1131 | -0.64792 | -120.7902 | 119.1131
Line13_13_14 | 0.10602 | 0.11144 | 0.1079 | 0.10602 | 0.11144 | 0.1079 | 0.024485 | 0.025737 | 0.024918 | 0.024485 | 0.025737 | 0.024918 | -0.0007091 | -0.0015733 | -0.0024144 | 0.00081996 | 0.001695 | 0.0025347 | -0.028808 | -0.030134 | -0.029175 | 0.029036 | 0.030379 | 0.029408 | 90.7621 | -27.8016 | -146.1562 | -89.2379 | 152.1984 | 33.8438 |  | 1.1769 | 1.1724 | 1.1749 | 1.1863 | 1.1822 | 1.1846 | -0.64792 | -120.7902 | 119.1131 | -0.85544 | -120.9951 | 118.9176
Line14_15_16 | 0 | 0 | 0 | 0 | 0 | 0 | 0 | 0 | 0 | 0 | 0 | 0 | 2.6931e-10 | 5.398e-10 | 1.1253e-09 | -4.6683e-10 | -5.8178e-10 | -8.858e-10 | -2.1951e-10 | 6.3429e-10 | -3.3687e-11 | 5.6076e-11 | -3.8236e-10 | -5.6504e-11 | 0 | 0 | 0 | 0 | 0 | 0 |  | 1.1769 | 1.1724 | 1.1749 | 1.1769 | 1.1724 | 1.1749 | -0.64792 | -120.7902 | 119.1131 | -0.64792 | -120.7902 | 119.1131
Line15_16_17 | 0 | 0 | 0 | 0 | 0 | 0 | 0 | 0 | 0 | 0 | 0 | 0 | 1.3465e-10 | 2.699e-10 | 5.6265e-10 | -3.3218e-10 | -3.1188e-10 | -3.2314e-10 | -1.0975e-10 | 3.1714e-10 | -1.6843e-11 | -5.3678e-11 | -6.5219e-11 | -7.3348e-11 | 0 | 0 | 0 | 0 | 0 | 0 |  | 1.1769 | 1.1724 | 1.1749 | 1.1769 | 1.1724 | 1.1749 | -0.64792 | -120.7902 | 119.1131 | -0.64792 | -120.7902 | 119.1131
Line16_4_18 | 0 | 0 | 0 | 0 | 0 | 0 | 0 | 0 | 0 | 0 | 0 | 0 | 5.607e-12 | 1.2632e-10 | 4.8104e-10 | -2.1612e-10 | -1.9258e-10 | -2.0427e-10 | -1.9454e-10 | 2.9767e-10 | -5.6937e-11 | -4.7253e-12 | -1.6861e-11 | -2.6875e-11 | 0 | 0 | 0 | 0 | 0 | 0 |  | 1.1512 | 1.1458 | 1.1485 | 1.1512 | 1.1458 | 1.1485 | -0.058309 | -120.209 | 119.6676 | -0.058309 | -120.209 | 119.6676
Line17_5_19 | 0 | 0 | 0 | 0 | 0 | 0 | 0 | 0 | 0 | 0 | 0 | 0 | -4.9329e-11 | 6.0796e-11 | 4.4314e-10 | -1.6422e-10 | -1.3935e-10 | -1.5104e-10 | -2.3271e-10 | 2.8619e-10 | -7.2786e-11 | 1.7358e-11 | 5.1485e-12 | -5.7373e-12 | 0 | 0 | 0 | 0 | 0 | 0 |  | 1.1393 | 1.1335 | 1.1363 | 1.1393 | 1.1335 | 1.1363 | 0.21643 | -119.9355 | 119.9283 | 0.21643 | -119.9355 | 119.9283
Line1_1_3 | 0.10602 | 0.11144 | 0.1079 | 0.10602 | 0.11144 | 0.1079 | 0.024485 | 0.025737 | 0.024918 | 0.024485 | 0.025737 | 0.024918 | -0.00026568 | -0.0010863 | -0.0019334 | 0.00037653 | 0.001208 | 0.0020536 | -0.027895 | -0.029153 | -0.028247 | 0.028123 | 0.029398 | 0.028479 | 90.7621 | -27.8016 | -146.1562 | -89.2379 | 152.1984 | 33.8438 |  | 1.1393 | 1.1335 | 1.1363 | 1.1487 | 1.1432 | 1.1459 | 0.21643 | -119.9355 | 119.9283 | -0.0049604 | -120.1546 | 119.7193
Line2_1_4 | 0.13394 | 0.14084 | 0.13686 | 0.13394 | 0.14084 | 0.13686 | 0.030933 | 0.032525 | 0.031606 | 0.030933 | 0.032525 | 0.031606 | -0.00065117 | -0.0015097 | -0.002644 | 0.00082868 | 0.0017039 | 0.0028371 | -0.035236 | -0.036837 | -0.035815 | 0.0356 | 0.037229 | 0.036188 | 91.2751 | -27.5886 | -145.8496 | -88.7249 | 152.4114 | 34.1504 |  | 1.1393 | 1.1335 | 1.1363 | 1.1512 | 1.1458 | 1.1485 | 0.21643 | -119.9355 | 119.9283 | -0.058309 | -120.209 | 119.6676
Line3_1_5 | 0 | 0 | 0 | 0 | 0 | 0 | 0 | 0 | 0 | 0 | 0 | 0 | -9.8657e-11 | 1.2159e-10 | 8.8628e-10 | -1.1489e-10 | -2.0014e-10 | -5.9418e-10 | -4.6542e-10 | 5.7238e-10 | -1.4557e-10 | 2.5007e-10 | -2.8104e-10 | 6.7049e-11 | 0 | 0 | 0 | 0 | 0 | 0 |  | 1.1393 | 1.1335 | 1.1363 | 1.1393 | 1.1335 | 1.1363 | 0.21643 | -119.9355 | 119.9283 | 0.21643 | -119.9355 | 119.9283
Line4_2_6 | 0.11682 | 0.095659 | 0.092729 | 0.11682 | 0.095659 | 0.092729 | 0.026978 | 0.022091 | 0.021415 | 0.026978 | 0.022091 | 0.021415 | -0.011694 | -0.0060915 | -0.0070255 | 0.01183 | 0.0061891 | 0.0071047 | -0.028744 | -0.024501 | -0.023495 | 0.029008 | 0.024689 | 0.02367 | 112.304 | -16.0865 | -133.4847 | -67.696 | 163.9135 | 46.5153 |  | 1.1503 | 1.1428 | 1.1451 | 1.1612 | 1.1522 | 1.154 | 0.16597 | -120.0485 | 119.8677 | 0.11647 | -120.1596 | 119.8081
Line5_6_7 | 0.11682 | 0.095659 | 0.092729 | 0.11682 | 0.095659 | 0.092729 | 0.026978 | 0.022091 | 0.021415 | 0.026978 | 0.022091 | 0.021415 | -0.01183 | -0.0061891 | -0.0071047 | 0.011967 | 0.0062867 | 0.0071839 | -0.029008 | -0.024689 | -0.02367 | 0.029271 | 0.024877 | 0.023845 | 112.304 | -16.0865 | -133.4847 | -67.696 | 163.9135 | 46.5153 |  | 1.1612 | 1.1522 | 1.154 | 1.1722 | 1.1615 | 1.1629 | 0.11647 | -120.1596 | 119.8081 | 0.067885 | -120.269 | 119.7494
Line6_7_8 | 0 | 0.037835 | 0.037872 | 0 | 0.037835 | 0.037872 | 0 | 0.0087376 | 0.0087461 | 0 | 0.0087376 | 0.0087461 | 1.0014e-10 | 0.0071664 | 0.0071885 | -3.6793e-10 | -0.0071575 | -0.0071713 | -1.1061e-09 | 0.0071858 | 0.0071955 | 7.6093e-10 | -0.0071575 | -0.0071713 | 0 | -165.3462 | 74.7218 | 0 | 14.6538 | -105.2782 |  | 1.1722 | 1.1615 | 1.1629 | 1.1716 | 1.1585 | 1.1596 | 0.067885 | -120.269 | 119.7494 | 0.058641 | -120.3462 | 119.7218
Line7_8_9 | 0 | 0 | 0 | 0 | 0 | 0 | 0 | 0 | 0 | 0 | 0 | 0 | 3.0211e-11 | 6.8886e-11 | 7.1015e-10 | -3.0751e-10 | -2.4839e-10 | -2.5335e-10 | -3.7805e-10 | 4.5148e-10 | -3.2972e-11 | 4.8364e-12 | -2.8229e-11 | -2.2708e-11 | 0 | 0 | 0 | 0 | 0 | 0 |  | 1.1716 | 1.1585 | 1.1596 | 1.1716 | 1.1585 | 1.1596 | 0.058641 | -120.3462 | 119.7218 | 0.058641 | -120.3462 | 119.7218
Line8_8_10 | 0 | 0 | 0 | 0 | 0 | 0 | 0 | 0 | 0 | 0 | 0 | 0 | 3.0211e-11 | 6.8886e-11 | 7.1015e-10 | -3.0751e-10 | -2.4839e-10 | -2.5335e-10 | -3.7805e-10 | 4.5148e-10 | -3.2972e-11 | 4.8365e-12 | -2.8229e-11 | -2.2708e-11 | 0 | 0 | 0 | 0 | 0 | 0 |  | 1.1716 | 1.1585 | 1.1596 | 1.1716 | 1.1585 | 1.1596 | 0.058641 | -120.3462 | 119.7218 | 0.058641 | -120.3462 | 119.7218
Line9_3_11 | 0.10602 | 0.11144 | 0.1079 | 0.10602 | 0.11144 | 0.1079 | 0.024485 | 0.025737 | 0.024918 | 0.024485 | 0.025737 | 0.024918 | -0.00037653 | -0.001208 | -0.0020536 | 0.00048739 | 0.0013298 | 0.0021739 | -0.028123 | -0.029398 | -0.028479 | 0.028351 | 0.029643 | 0.028711 | 90.7621 | -27.8016 | -146.1562 | -89.2379 | 152.1984 | 33.8438 |  | 1.1487 | 1.1432 | 1.1459 | 1.1581 | 1.153 | 1.1555 | -0.0049604 | -120.1546 | 119.7193 | -0.22276 | -120.3701 | 119.5139

## LLG_min_6
name | pf_ikss_a_from_ka | pf_ikss_b_from_ka | pf_ikss_c_from_ka | pf_ikss_a_to_ka | pf_ikss_b_to_ka | pf_ikss_c_to_ka | pf_skss_a_from_mw | pf_skss_b_from_mw | pf_skss_c_from_mw | pf_skss_a_to_mw | pf_skss_b_to_mw | pf_skss_c_to_mw | pf_p_a_from_mw | pf_p_b_from_mw | pf_p_c_from_mw | pf_p_a_to_mw | pf_p_b_to_mw | pf_p_c_to_mw | pf_q_a_from_mvar | pf_q_b_from_mvar | pf_q_c_from_mvar | pf_q_a_to_mvar | pf_q_b_to_mvar | pf_q_c_to_mvar | pf_ikss_a_from_degree | pf_ikss_b_from_degree | pf_ikss_c_from_degree | pf_ikss_a_to_degree | pf_ikss_b_to_degree | pf_ikss_c_to_degree | 3xI0 | pf_vm_a_from_pu | pf_vm_b_from_pu | pf_vm_c_from_pu | pf_vm_a_to_pu | pf_vm_b_to_pu | pf_vm_c_to_pu | pf_va_a_from_degree | pf_va_b_from_degree | pf_va_c_from_degree | pf_va_a_to_degree | pf_va_b_to_degree | pf_va_c_to_degree
Line0_1_2 | 0.012709 | 1.4217 | 1.4875 | 0.012709 | 1.4217 | 1.4875 | 0.002935 | 0.32833 | 0.34352 | 0.002935 | 0.32833 | 0.34352 | -0.00048379 | 0.15512 | 0.17067 | 0.00049028 | -0.11645 | -0.12808 | 0.0040909 | 0.16411 | 0.17474 | -0.004083 | -0.12305 | -0.13115 | -96.166 | -144.6162 | 38.922 | 83.8341 | 35.3838 | -141.078 |  | 1.4035 | 0.68778 | 0.71104 | 1.4011 | 0.51601 | 0.53366 | 0.57859 | -98.0027 | 84.5967 | 0.68138 | -98.0376 | 84.6015
Line10_11_12 | 0.013196 | 0.011823 | 0.014691 | 0.013196 | 0.011824 | 0.014691 | 0.0030474 | 0.0027305 | 0.0033927 | 0.0030474 | 0.0027305 | 0.0033928 | -2.6821e-05 | 0.0017659 | -0.0024168 | 2.8552e-05 | -0.001765 | 0.0024193 | 0.0042737 | -0.00063679 | 5.0166e-05 | -0.004272 | 0.0006383 | -4.7972e-05 | -89.7343 | -78.2801 | -94.1074 | 90.2657 | 101.7197 | 85.8927 |  | 1.4024 | 0.6875 | 0.71249 | 1.4019 | 0.68736 | 0.71322 | 0.62528 | -98.1093 | 84.7035 | 0.64866 | -98.1626 | 84.7567
Line11_12_13 | 0.013196 | 0.011824 | 0.014691 | 0.013196 | 0.011824 | 0.014691 | 0.0030474 | 0.0027305 | 0.0033928 | 0.0030475 | 0.0027306 | 0.0033928 | -2.8554e-05 | 0.001765 | -0.0024193 | 3.0285e-05 | -0.0017641 | 0.0024218 | 0.004272 | -0.0006383 | 4.7971e-05 | -0.0042704 | 0.00063982 | -4.5777e-05 | -89.7343 | -78.2803 | -94.1074 | 90.2657 | 101.7196 | 85.8927 |  | 1.4019 | 0.68736 | 0.71322 | 1.4013 | 0.68722 | 0.71395 | 0.64866 | -98.1626 | 84.7567 | 0.67205 | -98.216 | 84.8098
Line12_13_15 | 0 | 0 | 0 | 0 | 0 | 0 | 0 | 0 | 0 | 0 | 0 | 0 | 3.2905e-09 | -7.9014e-08 | 8.0717e-08 | -4.513e-09 | 5.3167e-08 | -5.3648e-08 | -1.6078e-07 | 1.1281e-08 | -5.9167e-09 | 1.0724e-07 | -6.6324e-09 | 2.5113e-09 | 0 | 0 | 0 | 0 | 0 | 0 |  | 1.4013 | 0.68722 | 0.71395 | 1.4013 | 0.68722 | 0.71395 | 0.67205 | -98.216 | 84.8098 | 0.67205 | -98.216 | 84.8098
Line13_13_14 | 0.013196 | 0.011824 | 0.014692 | 0.013197 | 0.011824 | 0.014692 | 0.0030476 | 0.0027307 | 0.0033929 | 0.0030476 | 0.0027307 | 0.003393 | -3.0291e-05 | 0.0017641 | -0.0024219 | 3.2022e-05 | -0.0017632 | 0.0024245 | 0.0042706 | -0.00063983 | 4.5782e-05 | -0.0042689 | 0.00064135 | -4.3588e-05 | -89.7343 | -78.281 | -94.1072 | 90.2657 | 101.7189 | 85.8929 |  | 1.4013 | 0.68722 | 0.71395 | 1.4008 | 0.68709 | 0.71467 | 0.67205 | -98.216 | 84.8098 | 0.69546 | -98.2694 | 84.8629
Line14_15_16 | 0 | 0 | 0 | 0 | 0 | 0 | 0 | 0 | 0 | 0 | 0 | 0 | 2.1937e-09 | -5.2676e-08 | 5.3811e-08 | -3.4162e-09 | 2.6829e-08 | -2.6742e-08 | -1.0719e-07 | 7.5208e-09 | -3.9444e-09 | 5.3651e-08 | -2.872e-09 | 5.3904e-10 | 0 | 0 | 0 | 0 | 0 | 0 |  | 1.4013 | 0.68722 | 0.71395 | 1.4013 | 0.68722 | 0.71395 | 0.67205 | -98.216 | 84.8098 | 0.67205 | -98.216 | 84.8098
Line15_16_17 | 0 | 0 | 0 | 0 | 0 | 0 | 0 | 0 | 0 | 0 | 0 | 0 | 1.0968e-09 | -2.6338e-08 | 2.6906e-08 | -2.3194e-09 | 4.912e-10 | 1.6344e-10 | -5.3593e-08 | 3.7604e-09 | -1.9722e-09 | 5.7254e-11 | 8.8837e-10 | -1.4332e-09 | 0 | 0 | 0 | 0 | 0 | 0 |  | 1.4013 | 0.68722 | 0.71395 | 1.4013 | 0.68722 | 0.71395 | 0.67205 | -98.216 | 84.8098 | 0.67205 | -98.216 | 84.8098
Line16_4_18 | 0 | 0 | 0 | 0 | 0 | 0 | 0 | 0 | 0 | 0 | 0 | 0 | 1.2282e-09 | -2.6476e-08 | 2.6926e-08 | -2.3306e-09 | 4.8797e-10 | 1.6462e-10 | -5.3855e-08 | 3.6089e-09 | -1.9523e-09 | 5.1361e-11 | 8.9511e-10 | -1.4345e-09 | 0 | 0 | 0 | 0 | 0 | 0 |  | 1.403 | 0.68764 | 0.71178 | 1.403 | 0.68764 | 0.71178 | 0.60216 | -98.0562 | 84.6502 | 0.60216 | -98.0562 | 84.6502
Line17_5_19 | 0 | 0 | 0 | 0 | 0 | 0 | 0 | 0 | 0 | 0 | 0 | 0 | 1.2725e-09 | -2.6523e-08 | 2.6933e-08 | -2.3343e-09 | 4.8687e-10 | 1.6502e-10 | -5.3942e-08 | 3.5577e-09 | -1.9454e-09 | 4.937e-11 | 8.9737e-10 | -1.4349e-09 | 0 | 0 | 0 | 0 | 0 | 0 |  | 1.4035 | 0.68778 | 0.71104 | 1.4035 | 0.68778 | 0.71104 | 0.57859 | -98.0027 | 84.5967 | 0.57859 | -98.0027 | 84.5967
Line1_1_3 | 0.013195 | 0.011823 | 0.014691 | 0.013195 | 0.011823 | 0.014691 | 0.0030473 | 0.0027304 | 0.0033927 | 0.0030473 | 0.0027305 | 0.0033927 | -2.3355e-05 | 0.0017678 | -0.0024117 | 2.5086e-05 | -0.0017668 | 0.0024142 | 0.004277 | -0.00063375 | 5.4555e-05 | -0.0042753 | 0.00063527 | -5.2362e-05 | -89.7343 | -78.2798 | -94.1075 | 90.2657 | 101.7201 | 85.8926 |  | 1.4035 | 0.68778 | 0.71104 | 1.403 | 0.68764 | 0.71177 | 0.57859 | -98.0027 | 84.5967 | 0.60193 | -98.056 | 84.6501
Line2_1_4 | 0.013262 | 0.011881 | 0.014768 | 0.013262 | 0.011881 | 0.014769 | 0.0030627 | 0.0027438 | 0.0034106 | 0.0030627 | 0.0027439 | 0.0034106 | -4.5047e-05 | 0.0017793 | -0.0024247 | 4.6796e-05 | -0.0017784 | 0.0024273 | 0.0042983 | -0.00062877 | 4.3526e-05 | -0.0042967 | 0.00063031 | -4.1309e-05 | -90.0219 | -78.5406 | -94.3749 | 89.9782 | 101.4593 | 85.6251 |  | 1.4035 | 0.68778 | 0.71104 | 1.403 | 0.68764 | 0.71178 | 0.57859 | -98.0027 | 84.5967 | 0.60216 | -98.0562 | 84.6502
Line3_1_5 | 0 | 0 | 0 | 0 | 0 | 0 | 0 | 0 | 0 | 0 | 0 | 0 | 2.5451e-09 | -5.3046e-08 | 5.3866e-08 | -3.6069e-09 | 2.701e-08 | -2.6768e-08 | -1.0788e-07 | 7.1154e-09 | -3.8908e-09 | 5.3992e-08 | -2.6604e-09 | 5.1053e-10 | 0 | 0 | 0 | 0 | 0 | 0 |  | 1.4035 | 0.68778 | 0.71104 | 1.4035 | 0.68778 | 0.71104 | 0.57859 | -98.0027 | 84.5967 | 0.57859 | -98.0027 | 84.5967
Line4_2_6 | 0.012709 | 1.4217 | 1.4875 | 0.012709 | 1.4217 | 1.4875 | 0.002935 | 0.32833 | 0.34352 | 0.0029351 | 0.32833 | 0.34352 | -0.00049028 | 0.11645 | 0.12808 | 0.00049677 | -0.077787 | -0.085492 | 0.004083 | 0.12305 | 0.13115 | -0.0040751 | -0.081996 | -0.087573 | -96.1659 | -144.6162 | 38.922 | 83.8342 | 35.3838 | -141.078 |  | 1.4011 | 0.51601 | 0.53366 | 1.3987 | 0.34423 | 0.35627 | 0.68138 | -98.0376 | 84.6015 | 0.78451 | -98.1073 | 84.6112
Line5_6_7 | 0.012709 | 1.4217 | 1.4875 | 0.012709 | 1.4217 | 1.4875 | 0.0029351 | 0.32833 | 0.34352 | 0.0029351 | 0.32833 | 0.34352 | -0.00049678 | 0.077787 | 0.085492 | 0.00050327 | -0.03912 | -0.042903 | 0.0040751 | 0.081996 | 0.087573 | -0.0040672 | -0.040938 | -0.043992 | -96.1658 | -144.6162 | 38.922 | 83.8343 | 35.3838 | -141.078 |  | 1.3987 | 0.34423 | 0.35627 | 1.3963 | 0.17246 | 0.17888 | 0.78451 | -98.1073 | 84.6112 | 0.88801 | -98.3159 | 84.6401
Line6_7_8 | 0 | 1.4238 | 1.504 | 0 | 1.4238 | 1.504 | 0 | 0.32882 | 0.34734 | 0 | 0.32882 | 0.34734 | 6.4928e-09 | 0.038716 | 0.043577 | -6.8157e-09 | -8.2486e-15 | 1.2853e-14 | -1.6323e-07 | 0.041434 | 0.044288 | 1.0882e-07 | -3.1464e-14 | 2.2457e-14 | 0 | -145.2581 | 39.1765 | 0 | 34.7419 | -140.8235 |  | 1.3963 | 0.17246 | 0.17888 | 1.3943 | 0 | 0 | 0.88801 | -98.3159 | 84.6401 | 0.96588 | 0 | 0
Line7_8_9 | 0 | 0 | 0 | 0 | 0 | 0 | 0 | 0 | 0 | 0 | 0 | 0 | 2.2719e-09 | -3.8611e-21 | -2.6263e-21 | -2.2719e-09 | 6.7886e-18 | -1.2021e-17 | -5.4368e-08 | -1.5236e-21 | -5.1636e-22 | 8.1869e-11 | 2.2077e-17 | -2.1171e-18 | 0 | 0 | 0 | 0 | 0 | 0 |  | 1.3943 | 0 | 0 | 1.3943 | 0 | 0 | 0.96588 | 0 | 0 | 0.96588 | 0 | 0
Line8_8_10 | 0 | 0 | 0 | 0 | 0 | 0 | 0 | 0 | 0 | 0 | 0 | 0 | 2.2719e-09 | -3.8611e-21 | -2.6263e-21 | -2.2719e-09 | 6.7886e-18 | -1.2021e-17 | -5.4368e-08 | -1.5236e-21 | -5.1636e-22 | 8.1869e-11 | 2.2077e-17 | -2.1171e-18 | 0 | 0 | 0 | 0 | 0 | 0 |  | 1.3943 | 0 | 0 | 1.3943 | 0 | 0 | 0.96588 | 0 | 0 | 0.96588 | 0 | 0
Line9_3_11 | 0.013195 | 0.011823 | 0.014691 | 0.013196 | 0.011823 | 0.014691 | 0.0030473 | 0.0027305 | 0.0033927 | 0.0030474 | 0.0027305 | 0.0033927 | -2.5088e-05 | 0.0017668 | -0.0024142 | 2.6819e-05 | -0.0017659 | 0.0024168 | 0.0042753 | -0.00063527 | 5.2361e-05 | -0.0042737 | 0.00063679 | -5.0167e-05 | -89.7343 | -78.28 | -94.1074 | 90.2657 | 101.7199 | 85.8926 |  | 1.403 | 0.68764 | 0.71177 | 1.4024 | 0.6875 | 0.71249 | 0.60193 | -98.056 | 84.6501 | 0.62528 | -98.1093 | 84.7035

## LLG_min_10
name | pf_ikss_a_from_ka | pf_ikss_b_from_ka | pf_ikss_c_from_ka | pf_ikss_a_to_ka | pf_ikss_b_to_ka | pf_ikss_c_to_ka | pf_skss_a_from_mw | pf_skss_b_from_mw | pf_skss_c_from_mw | pf_skss_a_to_mw | pf_skss_b_to_mw | pf_skss_c_to_mw | pf_p_a_from_mw | pf_p_b_from_mw | pf_p_c_from_mw | pf_p_a_to_mw | pf_p_b_to_mw | pf_p_c_to_mw | pf_q_a_from_mvar | pf_q_b_from_mvar | pf_q_c_from_mvar | pf_q_a_to_mvar | pf_q_b_to_mvar | pf_q_c_to_mvar | pf_ikss_a_from_degree | pf_ikss_b_from_degree | pf_ikss_c_from_degree | pf_ikss_a_to_degree | pf_ikss_b_to_degree | pf_ikss_c_to_degree | 3xI0 | pf_vm_a_from_pu | pf_vm_b_from_pu | pf_vm_c_from_pu | pf_vm_a_to_pu | pf_vm_b_to_pu | pf_vm_c_to_pu | pf_va_a_from_degree | pf_va_b_from_degree | pf_va_c_from_degree | pf_va_a_to_degree | pf_va_b_to_degree | pf_va_c_to_degree
Line0_1_2 | 0.01204 | 1.3469 | 1.4092 | 0.01204 | 1.3469 | 1.4092 | 0.0027805 | 0.31105 | 0.32544 | 0.0027805 | 0.31105 | 0.32544 | -0.00043421 | 0.13922 | 0.15318 | 0.00044003 | -0.10452 | -0.11495 | 0.0036716 | 0.14729 | 0.15683 | -0.0036645 | -0.11044 | -0.11771 | -96.166 | -144.6162 | 38.922 | 83.8341 | 35.3838 | -141.078 |  | 1.3297 | 0.65158 | 0.67362 | 1.3274 | 0.48885 | 0.50557 | 0.57859 | -98.0027 | 84.5967 | 0.68138 | -98.0376 | 84.6015
Line10_11_12 | 0.012501 | 0.011201 | 0.013918 | 0.012501 | 0.011201 | 0.013918 | 0.002887 | 0.0025868 | 0.0032142 | 0.002887 | 0.0025868 | 0.0032142 | -2.4072e-05 | 0.0015849 | -0.0021691 | 2.5626e-05 | -0.0015841 | 0.0021714 | 0.0038357 | -0.00057152 | 4.5024e-05 | -0.0038342 | 0.00057288 | -4.3056e-05 | -89.7343 | -78.2801 | -94.1074 | 90.2657 | 101.7197 | 85.8927 |  | 1.3286 | 0.65132 | 0.67499 | 1.3281 | 0.65119 | 0.67568 | 0.62528 | -98.1093 | 84.7035 | 0.64866 | -98.1626 | 84.7567
Line11_12_13 | 0.012501 | 0.011201 | 0.013918 | 0.012501 | 0.011201 | 0.013918 | 0.002887 | 0.0025868 | 0.0032142 | 0.0028871 | 0.0025869 | 0.0032142 | -2.5628e-05 | 0.0015841 | -0.0021714 | 2.7181e-05 | -0.0015833 | 0.0021736 | 0.0038342 | -0.00057288 | 4.3054e-05 | -0.0038327 | 0.00057424 | -4.1086e-05 | -89.7343 | -78.2803 | -94.1074 | 90.2657 | 101.7196 | 85.8927 |  | 1.3281 | 0.65119 | 0.67568 | 1.3276 | 0.65105 | 0.67637 | 0.64866 | -98.1626 | 84.7567 | 0.67205 | -98.216 | 84.8098
Line12_13_15 | 0 | 0 | 0 | 0 | 0 | 0 | 0 | 0 | 0 | 0 | 0 | 0 | 2.9532e-09 | -7.0915e-08 | 7.2444e-08 | -4.0505e-09 | 4.7718e-08 | -4.8149e-08 | -1.443e-07 | 1.0125e-08 | -5.3103e-09 | 9.6252e-08 | -5.9527e-09 | 2.2539e-09 | 0 | 0 | 0 | 0 | 0 | 0 |  | 1.3276 | 0.65105 | 0.67637 | 1.3276 | 0.65105 | 0.67637 | 0.67205 | -98.216 | 84.8098 | 0.67205 | -98.216 | 84.8098
Line13_13_14 | 0.012502 | 0.011202 | 0.013919 | 0.012502 | 0.011202 | 0.013919 | 0.0028872 | 0.002587 | 0.0032143 | 0.0028872 | 0.002587 | 0.0032144 | -2.7186e-05 | 0.0015833 | -0.0021737 | 2.874e-05 | -0.0015825 | 0.002176 | 0.0038329 | -0.00057425 | 4.109e-05 | -0.0038314 | 0.00057562 | -3.9121e-05 | -89.7343 | -78.281 | -94.1072 | 90.2657 | 101.7189 | 85.8929 |  | 1.3276 | 0.65105 | 0.67637 | 1.3271 | 0.65092 | 0.67706 | 0.67205 | -98.216 | 84.8098 | 0.69546 | -98.2694 | 84.8629
Line14_15_16 | 0 | 0 | 0 | 0 | 0 | 0 | 0 | 0 | 0 | 0 | 0 | 0 | 1.9688e-09 | -4.7277e-08 | 4.8296e-08 | -3.0661e-09 | 2.4079e-08 | -2.4001e-08 | -9.6201e-08 | 6.75e-09 | -3.5402e-09 | 4.8152e-08 | -2.5777e-09 | 4.8379e-10 | 0 | 0 | 0 | 0 | 0 | 0 |  | 1.3276 | 0.65105 | 0.67637 | 1.3276 | 0.65105 | 0.67637 | 0.67205 | -98.216 | 84.8098 | 0.67205 | -98.216 | 84.8098
Line15_16_17 | 0 | 0 | 0 | 0 | 0 | 0 | 0 | 0 | 0 | 0 | 0 | 0 | 9.8441e-10 | -2.3638e-08 | 2.4148e-08 | -2.0816e-09 | 4.4086e-10 | 1.4669e-10 | -4.81e-08 | 3.375e-09 | -1.7701e-09 | 5.1385e-11 | 7.9732e-10 | -1.2863e-09 | 0 | 0 | 0 | 0 | 0 | 0 |  | 1.3276 | 0.65105 | 0.67637 | 1.3276 | 0.65105 | 0.67637 | 0.67205 | -98.216 | 84.8098 | 0.67205 | -98.216 | 84.8098
Line16_4_18 | 0 | 0 | 0 | 0 | 0 | 0 | 0 | 0 | 0 | 0 | 0 | 0 | 1.1023e-09 | -2.3763e-08 | 2.4167e-08 | -2.0917e-09 | 4.3795e-10 | 1.4775e-10 | -4.8335e-08 | 3.239e-09 | -1.7522e-09 | 4.6098e-11 | 8.0336e-10 | -1.2874e-09 | 0 | 0 | 0 | 0 | 0 | 0 |  | 1.3291 | 0.65145 | 0.67431 | 1.3291 | 0.65145 | 0.67431 | 0.60216 | -98.0562 | 84.6502 | 0.60216 | -98.0562 | 84.6502
Line17_5_19 | 0 | 0 | 0 | 0 | 0 | 0 | 0 | 0 | 0 | 0 | 0 | 0 | 1.1421e-09 | -2.3804e-08 | 2.4172e-08 | -2.0951e-09 | 4.3697e-10 | 1.4811e-10 | -4.8413e-08 | 3.1931e-09 | -1.746e-09 | 4.431e-11 | 8.0539e-10 | -1.2878e-09 | 0 | 0 | 0 | 0 | 0 | 0 |  | 1.3297 | 0.65158 | 0.67362 | 1.3297 | 0.65158 | 0.67362 | 0.57859 | -98.0027 | 84.5967 | 0.57859 | -98.0027 | 84.5967
Line1_1_3 | 0.012501 | 0.011201 | 0.013917 | 0.012501 | 0.011201 | 0.013918 | 0.0028869 | 0.0025867 | 0.0032141 | 0.002887 | 0.0025867 | 0.0032141 | -2.0961e-05 | 0.0015866 | -0.0021645 | 2.2514e-05 | -0.0015858 | 0.0021668 | 0.0038386 | -0.0005688 | 4.8964e-05 | -0.0038371 | 0.00057016 | -4.6995e-05 | -89.7343 | -78.2798 | -94.1075 | 90.2657 | 101.7201 | 85.8926 |  | 1.3297 | 0.65158 | 0.67362 | 1.3291 | 0.65145 | 0.67431 | 0.57859 | -98.0027 | 84.5967 | 0.60193 | -98.056 | 84.6501
Line2_1_4 | 0.012564 | 0.011256 | 0.013991 | 0.012564 | 0.011256 | 0.013991 | 0.0029015 | 0.0025994 | 0.0032311 | 0.0029015 | 0.0025995 | 0.0032311 | -4.043e-05 | 0.001597 | -0.0021762 | 4.2e-05 | -0.0015961 | 0.0021785 | 0.0038578 | -0.00056433 | 3.9065e-05 | -0.0038563 | 0.00056571 | -3.7075e-05 | -90.0219 | -78.5406 | -94.3749 | 89.9782 | 101.4593 | 85.6251 |  | 1.3297 | 0.65158 | 0.67362 | 1.3291 | 0.65145 | 0.67431 | 0.57859 | -98.0027 | 84.5967 | 0.60216 | -98.0562 | 84.6502
Line3_1_5 | 0 | 0 | 0 | 0 | 0 | 0 | 0 | 0 | 0 | 0 | 0 | 0 | 2.2842e-09 | -4.7609e-08 | 4.8345e-08 | -3.2372e-09 | 2.4241e-08 | -2.4024e-08 | -9.6827e-08 | 6.3862e-09 | -3.492e-09 | 4.8458e-08 | -2.3877e-09 | 4.582e-10 | 0 | 0 | 0 | 0 | 0 | 0 |  | 1.3297 | 0.65158 | 0.67362 | 1.3297 | 0.65158 | 0.67362 | 0.57859 | -98.0027 | 84.5967 | 0.57859 | -98.0027 | 84.5967
Line4_2_6 | 0.01204 | 1.3469 | 1.4092 | 0.01204 | 1.3469 | 1.4092 | 0.0027805 | 0.31105 | 0.32544 | 0.0027806 | 0.31105 | 0.32544 | -0.00044003 | 0.10452 | 0.11495 | 0.00044586 | -0.069814 | -0.076729 | 0.0036645 | 0.11044 | 0.11771 | -0.0036574 | -0.073592 | -0.078598 | -96.1659 | -144.6162 | 38.922 | 83.8342 | 35.3838 | -141.078 |  | 1.3274 | 0.48885 | 0.50557 | 1.3251 | 0.32612 | 0.33752 | 0.68138 | -98.0376 | 84.6015 | 0.78451 | -98.1073 | 84.6112
Line5_6_7 | 0.01204 | 1.3469 | 1.4092 | 0.01204 | 1.3469 | 1.4092 | 0.0027806 | 0.31105 | 0.32544 | 0.0027806 | 0.31105 | 0.32544 | -0.00044586 | 0.069814 | 0.076729 | 0.00045168 | -0.035111 | -0.038506 | 0.0036574 | 0.073592 | 0.078598 | -0.0036504 | -0.036742 | -0.039483 | -96.1658 | -144.6162 | 38.922 | 83.8343 | 35.3838 | -141.078 |  | 1.3251 | 0.32612 | 0.33752 | 1.3228 | 0.16338 | 0.16947 | 0.78451 | -98.1073 | 84.6112 | 0.88801 | -98.3159 | 84.6401
Line6_7_8 | 0 | 1.3489 | 1.4249 | 0 | 1.3489 | 1.4249 | 0 | 0.31151 | 0.32906 | 0 | 0.31151 | 0.32906 | 5.8273e-09 | 0.034748 | 0.039111 | -6.1171e-09 | -7.7467e-15 | 1.1957e-14 | -1.465e-07 | 0.037188 | 0.039749 | 9.7664e-08 | -2.8466e-14 | 2.037e-14 | 0 | -145.2581 | 39.1765 | 0 | 34.7419 | -140.8235 |  | 1.3228 | 0.16338 | 0.16947 | 1.3209 | 0 | 0 | 0.88801 | -98.3159 | 84.6401 | 0.96588 | 0 | 0
Line7_8_9 | 0 | 0 | 0 | 0 | 0 | 0 | 0 | 0 | 0 | 0 | 0 | 0 | 2.039e-09 | -3.5146e-21 | -2.4024e-21 | -2.039e-09 | 6.0928e-18 | -1.0789e-17 | -4.8795e-08 | -1.3492e-21 | -4.4501e-22 | 7.3478e-11 | 1.9814e-17 | -1.9001e-18 | 0 | 0 | 0 | 0 | 0 | 0 |  | 1.3209 | 0 | 0 | 1.3209 | 0 | 0 | 0.96588 | 0 | 0 | 0.96588 | 0 | 0
Line8_8_10 | 0 | 0 | 0 | 0 | 0 | 0 | 0 | 0 | 0 | 0 | 0 | 0 | 2.039e-09 | -3.5146e-21 | -2.4024e-21 | -2.039e-09 | 6.0928e-18 | -1.0789e-17 | -4.8795e-08 | -1.3492e-21 | -4.4501e-22 | 7.3478e-11 | 1.9814e-17 | -1.9001e-18 | 0 | 0 | 0 | 0 | 0 | 0 |  | 1.3209 | 0 | 0 | 1.3209 | 0 | 0 | 0.96588 | 0 | 0 | 0.96588 | 0 | 0
Line9_3_11 | 0.012501 | 0.011201 | 0.013918 | 0.012501 | 0.011201 | 0.013918 | 0.002887 | 0.0025868 | 0.0032141 | 0.002887 | 0.0025868 | 0.0032142 | -2.2517e-05 | 0.0015858 | -0.0021668 | 2.407e-05 | -0.0015849 | 0.0021691 | 0.0038371 | -0.00057016 | 4.6994e-05 | -0.0038357 | 0.00057152 | -4.5025e-05 | -89.7343 | -78.28 | -94.1074 | 90.2657 | 101.7199 | 85.8926 |  | 1.3291 | 0.65145 | 0.67431 | 1.3286 | 0.65132 | 0.67499 | 0.60193 | -98.056 | 84.6501 | 0.62528 | -98.1093 | 84.7035

## LLG_min_fault_6
name | pf_ikss_a_from_ka | pf_ikss_b_from_ka | pf_ikss_c_from_ka | pf_ikss_a_to_ka | pf_ikss_b_to_ka | pf_ikss_c_to_ka | pf_skss_a_from_mw | pf_skss_b_from_mw | pf_skss_c_from_mw | pf_skss_a_to_mw | pf_skss_b_to_mw | pf_skss_c_to_mw | pf_p_a_from_mw | pf_p_b_from_mw | pf_p_c_from_mw | pf_p_a_to_mw | pf_p_b_to_mw | pf_p_c_to_mw | pf_q_a_from_mvar | pf_q_b_from_mvar | pf_q_c_from_mvar | pf_q_a_to_mvar | pf_q_b_to_mvar | pf_q_c_to_mvar | pf_ikss_a_from_degree | pf_ikss_b_from_degree | pf_ikss_c_from_degree | pf_ikss_a_to_degree | pf_ikss_b_to_degree | pf_ikss_c_to_degree | 3xI0 | pf_vm_a_from_pu | pf_vm_b_from_pu | pf_vm_c_from_pu | pf_vm_a_to_pu | pf_vm_b_to_pu | pf_vm_c_to_pu | pf_va_a_from_degree | pf_va_b_from_degree | pf_va_c_from_degree | pf_va_a_to_degree | pf_va_b_to_degree | pf_va_c_to_degree
Line0_1_2 | 0.0024704 | 0.026996 | 0.029547 | 0.0024704 | 0.026996 | 0.029547 | 0.00057051 | 0.0062345 | 0.0068236 | 0.00057052 | 0.0062345 | 0.0068236 | 0.00032603 | 0.004145 | 0.0043245 | -0.00032577 | -0.0041331 | -0.0043069 | 0.00048197 | 0.0034835 | 0.0049452 | -0.0004817 | -0.0034679 | -0.0049302 | -52.9611 | -157.9935 | 65.9483 | 127.0389 | 22.0066 | -114.0518 |  | 1.0199 | 0.86847 | 0.96273 | 1.0193 | 0.86539 | 0.95938 | 2.9629 | -117.9492 | 114.7795 | 2.969 | -117.9953 | 114.8086
Line10_11_12 | 0.0024918 | 0.0025053 | 0.0025254 | 0.0024918 | 0.0025053 | 0.0025254 | 0.00057545 | 0.00057857 | 0.00058321 | 0.00057545 | 0.00057858 | 0.00058322 | 0.00033389 | 0.00019754 | -0.00054888 | -0.00033384 | -0.00019749 | 0.00054895 | 0.00048248 | -0.00046209 | 0.00011873 | -0.00048243 | 0.00046216 | -0.00011867 | -52.3498 | -51.1138 | -52.9995 | 127.6502 | 128.8861 | 127.0005 |  | 1.0196 | 0.86859 | 0.96289 | 1.0195 | 0.86866 | 0.96298 | 2.9656 | -117.9673 | 114.7948 | 2.9669 | -117.9764 | 114.8025
Line11_12_13 | 0.0024918 | 0.0025053 | 0.0025254 | 0.0024918 | 0.0025054 | 0.0025254 | 0.00057545 | 0.00057858 | 0.00058322 | 0.00057546 | 0.00057859 | 0.00058323 | 0.00033384 | 0.00019749 | -0.00054895 | -0.00033378 | -0.00019743 | 0.00054902 | 0.00048243 | -0.00046216 | 0.00011867 | -0.00048237 | 0.00046223 | -0.0001186 | -52.3498 | -51.1139 | -52.9995 | 127.6502 | 128.8861 | 127.0005 |  | 1.0195 | 0.86866 | 0.96298 | 1.0193 | 0.86872 | 0.96306 | 2.9669 | -117.9764 | 114.8025 | 2.9683 | -117.9854 | 114.8102
Line12_13_15 | 0 | 0 | 0 | 0 | 0 | 0 | 0 | 0 | 0 | 0 | 0 | 0 | -1.1926e-08 | -8.5668e-09 | 2.0693e-08 | 7.6867e-09 | 5.9682e-09 | -1.3855e-08 | -1.8846e-08 | 1.6995e-08 | -3.8123e-09 | 1.2748e-08 | -1.1224e-08 | 2.2381e-09 | 0 | 0 | 0 | 0 | 0 | 0 |  | 1.0193 | 0.86872 | 0.96306 | 1.0193 | 0.86872 | 0.96306 | 2.9683 | -117.9854 | 114.8102 | 2.9683 | -117.9854 | 114.8102
Line13_13_14 | 0.0024919 | 0.0025055 | 0.0025255 | 0.0024919 | 0.0025055 | 0.0025256 | 0.00057548 | 0.00057861 | 0.00058325 | 0.00057549 | 0.00057862 | 0.00058326 | 0.0003338 | 0.00019744 | -0.00054904 | -0.00033374 | -0.00019738 | 0.00054911 | 0.00048239 | -0.00046225 | 0.00011861 | -0.00048233 | 0.00046232 | -0.00011855 | -52.3499 | -51.1141 | -52.9996 | 127.6501 | 128.8859 | 127.0004 |  | 1.0193 | 0.86872 | 0.96306 | 1.0192 | 0.86878 | 0.96314 | 2.9683 | -117.9854 | 114.8102 | 2.9696 | -117.9945 | 114.8178
Line14_15_16 | 0 | 0 | 0 | 0 | 0 | 0 | 0 | 0 | 0 | 0 | 0 | 0 | -7.9507e-09 | -5.7112e-09 | 1.3795e-08 | 3.7114e-09 | 3.1126e-09 | -6.9576e-09 | -1.2564e-08 | 1.133e-08 | -2.5415e-09 | 6.4658e-09 | -5.5586e-09 | 9.6731e-10 | 0 | 0 | 0 | 0 | 0 | 0 |  | 1.0193 | 0.86872 | 0.96306 | 1.0193 | 0.86872 | 0.96306 | 2.9683 | -117.9854 | 114.8102 | 2.9683 | -117.9854 | 114.8102
Line15_16_17 | 0 | 0 | 0 | 0 | 0 | 0 | 0 | 0 | 0 | 0 | 0 | 0 | -3.9753e-09 | -2.8556e-09 | 6.8977e-09 | -2.6396e-10 | 2.5704e-10 | -5.9862e-11 | -6.2819e-09 | 5.665e-09 | -1.2708e-09 | 1.8387e-10 | 1.0638e-10 | -3.0345e-10 | 0 | 0 | 0 | 0 | 0 | 0 |  | 1.0193 | 0.86872 | 0.96306 | 1.0193 | 0.86872 | 0.96306 | 2.9683 | -117.9854 | 114.8102 | 2.9683 | -117.9854 | 114.8102
Line16_4_18 | 0 | 0 | 0 | 0 | 0 | 0 | 0 | 0 | 0 | 0 | 0 | 0 | -3.9699e-09 | -2.8886e-09 | 6.9258e-09 | -2.657e-10 | 2.5752e-10 | -5.9105e-11 | -6.3221e-09 | 5.6734e-09 | -1.2533e-09 | 1.837e-10 | 1.0778e-10 | -3.0471e-10 | 0 | 0 | 0 | 0 | 0 | 0 |  | 1.0198 | 0.86853 | 0.96281 | 1.0198 | 0.86853 | 0.96281 | 2.9643 | -117.9583 | 114.7872 | 2.9643 | -117.9583 | 114.7872
Line17_5_19 | 0 | 0 | 0 | 0 | 0 | 0 | 0 | 0 | 0 | 0 | 0 | 0 | -3.968e-09 | -2.8998e-09 | 6.9352e-09 | -2.6629e-10 | 2.5768e-10 | -5.8848e-11 | -6.3356e-09 | 5.6762e-09 | -1.2474e-09 | 1.8364e-10 | 1.0826e-10 | -3.0513e-10 | 0 | 0 | 0 | 0 | 0 | 0 |  | 1.0199 | 0.86847 | 0.96273 | 1.0199 | 0.86847 | 0.96273 | 2.9629 | -117.9492 | 114.7795 | 2.9629 | -117.9492 | 114.7795
Line1_1_3 | 0.0024917 | 0.0025052 | 0.0025253 | 0.0024917 | 0.0025053 | 0.0025254 | 0.00057543 | 0.00057856 | 0.0005832 | 0.00057544 | 0.00057857 | 0.0005832 | 0.00033401 | 0.00019765 | -0.00054874 | -0.00033395 | -0.0001976 | 0.00054881 | 0.00048259 | -0.00046195 | 0.00011885 | -0.00048254 | 0.00046202 | -0.00011879 | -52.3497 | -51.1137 | -52.9994 | 127.6503 | 128.8862 | 127.0006 |  | 1.0199 | 0.86847 | 0.96273 | 1.0198 | 0.86853 | 0.96281 | 2.9629 | -117.9492 | 114.7795 | 2.9642 | -117.9583 | 114.7872
Line2_1_4 | 0.0025043 | 0.002518 | 0.0025382 | 0.0025043 | 0.002518 | 0.0025383 | 0.00057835 | 0.0005815 | 0.00058618 | 0.00057835 | 0.0005815 | 0.00058619 | 0.00033337 | 0.00020086 | -0.00055211 | -0.00033331 | -0.0002008 | 0.00055218 | 0.00048664 | -0.00046335 | 0.00011683 | -0.00048658 | 0.00046342 | -0.00011676 | -52.6242 | -51.3853 | -53.2729 | 127.3758 | 128.6147 | 126.7272 |  | 1.0199 | 0.86847 | 0.96273 | 1.0198 | 0.86853 | 0.96281 | 2.9629 | -117.9492 | 114.7795 | 2.9643 | -117.9583 | 114.7872
Line3_1_5 | 0 | 0 | 0 | 0 | 0 | 0 | 0 | 0 | 0 | 0 | 0 | 0 | -7.936e-09 | -5.7995e-09 | 1.387e-08 | 3.7017e-09 | 3.1574e-09 | -6.9941e-09 | -1.2671e-08 | 1.1352e-08 | -2.4947e-09 | 6.5193e-09 | -5.5679e-09 | 9.4222e-10 | 0 | 0 | 0 | 0 | 0 | 0 |  | 1.0199 | 0.86847 | 0.96273 | 1.0199 | 0.86847 | 0.96273 | 2.9629 | -117.9492 | 114.7795 | 2.9629 | -117.9492 | 114.7795
Line4_2_6 | 0.0024704 | 0.026996 | 0.029547 | 0.0024705 | 0.026996 | 0.029547 | 0.00057052 | 0.0062345 | 0.0068236 | 0.00057053 | 0.0062345 | 0.0068236 | 0.00032577 | 0.0041331 | 0.0043069 | -0.00032551 | -0.0041212 | -0.0042893 | 0.0004817 | 0.0034679 | 0.0049302 | -0.00048143 | -0.0034522 | -0.0049152 | -52.9612 | -157.9934 | 65.9482 | 127.0389 | 22.0066 | -114.0518 |  | 1.0193 | 0.86539 | 0.95938 | 1.0186 | 0.86231 | 0.95603 | 2.969 | -117.9953 | 114.8086 | 2.9752 | -118.0416 | 114.838
Line5_6_7 | 0.0024705 | 0.026996 | 0.029547 | 0.0024705 | 0.026996 | 0.029547 | 0.00057053 | 0.0062345 | 0.0068236 | 0.00057054 | 0.0062345 | 0.0068236 | 0.00032551 | 0.0041212 | 0.0042893 | -0.00032525 | -0.0041093 | -0.0042718 | 0.00048143 | 0.0034522 | 0.0049152 | -0.00048116 | -0.0034365 | -0.0049002 | -52.9612 | -157.9934 | 65.9482 | 127.0388 | 22.0067 | -114.0519 |  | 1.0186 | 0.86231 | 0.95603 | 1.0179 | 0.85923 | 0.95268 | 2.9752 | -118.0416 | 114.838 | 2.9814 | -118.0883 | 114.8675
Line6_7_8 | 0 | 0.027959 | 0.031002 | 0 | 0.027959 | 0.031002 | 0 | 0.0064569 | 0.0071596 | 0 | 0.0064569 | 0.0071596 | -1.1839e-08 | 0.0039204 | 0.004825 | 7.6285e-09 | -0.0039085 | -0.0048056 | -1.9375e-08 | 0.0039255 | 0.0048211 | 1.311e-08 | -0.0039085 | -0.0048056 | 0 | -163.1259 | 69.8903 | 0 | 16.8742 | -110.1098 |  | 1.0179 | 0.85923 | 0.95268 | 1.0174 | 0.85607 | 0.94924 | 2.9814 | -118.0883 | 114.8675 | 2.9863 | -118.1257 | 114.8901
Line7_8_9 | 0 | 0 | 0 | 0 | 0 | 0 | 0 | 0 | 0 | 0 | 0 | 0 | -3.9424e-09 | -2.9904e-09 | 6.9064e-09 | -2.5633e-10 | 2.9325e-10 | -1.048e-11 | -6.4627e-09 | 5.6567e-09 | -1.155e-09 | 1.8463e-10 | 9.7532e-11 | -2.945e-10 | 0 | 0 | 0 | 0 | 0 | 0 |  | 1.0174 | 0.85607 | 0.94924 | 1.0174 | 0.85607 | 0.94924 | 2.9863 | -118.1257 | 114.8901 | 2.9863 | -118.1257 | 114.8901
Line8_8_10 | 0 | 0 | 0 | 0 | 0 | 0 | 0 | 0 | 0 | 0 | 0 | 0 | -3.9424e-09 | -2.9904e-09 | 6.9064e-09 | -2.5633e-10 | 2.9325e-10 | -1.048e-11 | -6.4627e-09 | 5.6567e-09 | -1.155e-09 | 1.8463e-10 | 9.7532e-11 | -2.945e-10 | 0 | 0 | 0 | 0 | 0 | 0 |  | 1.0174 | 0.85607 | 0.94924 | 1.0174 | 0.85607 | 0.94924 | 2.9863 | -118.1257 | 114.8901 | 2.9863 | -118.1257 | 114.8901
Line9_3_11 | 0.0024917 | 0.0025053 | 0.0025254 | 0.0024918 | 0.0025053 | 0.0025254 | 0.00057544 | 0.00057857 | 0.0005832 | 0.00057545 | 0.00057857 | 0.00058321 | 0.00033395 | 0.0001976 | -0.00054881 | -0.0003339 | -0.00019754 | 0.00054888 | 0.00048254 | -0.00046202 | 0.00011879 | -0.00048248 | 0.00046209 | -0.00011873 | -52.3497 | -51.1138 | -52.9995 | 127.6503 | 128.8862 | 127.0005 |  | 1.0198 | 0.86853 | 0.96281 | 1.0196 | 0.86859 | 0.96289 | 2.9642 | -117.9583 | 114.7872 | 2.9656 | -117.9673 | 114.7948

## LLG_min_fault_10
name | pf_ikss_a_from_ka | pf_ikss_b_from_ka | pf_ikss_c_from_ka | pf_ikss_a_to_ka | pf_ikss_b_to_ka | pf_ikss_c_to_ka | pf_skss_a_from_mw | pf_skss_b_from_mw | pf_skss_c_from_mw | pf_skss_a_to_mw | pf_skss_b_to_mw | pf_skss_c_to_mw | pf_p_a_from_mw | pf_p_b_from_mw | pf_p_c_from_mw | pf_p_a_to_mw | pf_p_b_to_mw | pf_p_c_to_mw | pf_q_a_from_mvar | pf_q_b_from_mvar | pf_q_c_from_mvar | pf_q_a_to_mvar | pf_q_b_to_mvar | pf_q_c_to_mvar | pf_ikss_a_from_degree | pf_ikss_b_from_degree | pf_ikss_c_from_degree | pf_ikss_a_to_degree | pf_ikss_b_to_degree | pf_ikss_c_to_degree | 3xI0 | pf_vm_a_from_pu | pf_vm_b_from_pu | pf_vm_c_from_pu | pf_vm_a_to_pu | pf_vm_b_to_pu | pf_vm_c_to_pu | pf_va_a_from_degree | pf_va_b_from_degree | pf_va_c_from_degree | pf_va_a_to_degree | pf_va_b_to_degree | pf_va_c_to_degree
Line0_1_2 | 0.0023404 | 0.025575 | 0.027992 | 0.0023404 | 0.025575 | 0.027992 | 0.00054049 | 0.0059063 | 0.0064645 | 0.00054049 | 0.0059063 | 0.0064645 | 0.00029261 | 0.0037202 | 0.0038812 | -0.00029238 | -0.0037095 | -0.0038655 | 0.00043257 | 0.0031265 | 0.0044384 | -0.00043233 | -0.0031124 | -0.0044249 | -52.9611 | -157.9935 | 65.9483 | 127.0389 | 22.0066 | -114.0518 |  | 0.96625 | 0.82276 | 0.91206 | 0.96563 | 0.81984 | 0.90889 | 2.9629 | -117.9492 | 114.7795 | 2.969 | -117.9953 | 114.8086
Line10_11_12 | 0.0023606 | 0.0023734 | 0.0023925 | 0.0023606 | 0.0023735 | 0.0023925 | 0.00054516 | 0.00054812 | 0.00055252 | 0.00054517 | 0.00054813 | 0.00055252 | 0.00029967 | 0.0001773 | -0.00049262 | -0.00029962 | -0.00017724 | 0.00049268 | 0.00043303 | -0.00041473 | 0.00010656 | -0.00043298 | 0.00041479 | -0.0001065 | -52.3498 | -51.1138 | -52.9995 | 127.6502 | 128.8861 | 127.0005 |  | 0.96598 | 0.82288 | 0.91222 | 0.96584 | 0.82294 | 0.91229 | 2.9656 | -117.9673 | 114.7948 | 2.9669 | -117.9764 | 114.8025
Line11_12_13 | 0.0023606 | 0.0023735 | 0.0023925 | 0.0023607 | 0.0023735 | 0.0023925 | 0.00054517 | 0.00054813 | 0.00055252 | 0.00054517 | 0.00054814 | 0.00055253 | 0.00029962 | 0.00017725 | -0.00049268 | -0.00029957 | -0.00017719 | 0.00049275 | 0.00043298 | -0.00041479 | 0.0001065 | -0.00043293 | 0.00041486 | -0.00010645 | -52.3498 | -51.1139 | -52.9995 | 127.6502 | 128.8861 | 127.0005 |  | 0.96584 | 0.82294 | 0.91229 | 0.9657 | 0.82299 | 0.91237 | 2.9669 | -117.9764 | 114.8025 | 2.9683 | -117.9854 | 114.8102
Line12_13_15 | 0 | 0 | 0 | 0 | 0 | 0 | 0 | 0 | 0 | 0 | 0 | 0 | -1.0704e-08 | -7.6887e-09 | 1.8572e-08 | 6.8989e-09 | 5.3565e-09 | -1.2435e-08 | -1.6914e-08 | 1.5253e-08 | -3.4215e-09 | 1.1441e-08 | -1.0073e-08 | 2.0087e-09 | 0 | 0 | 0 | 0 | 0 | 0 |  | 0.9657 | 0.82299 | 0.91237 | 0.9657 | 0.82299 | 0.91237 | 2.9683 | -117.9854 | 114.8102 | 2.9683 | -117.9854 | 114.8102
Line13_13_14 | 0.0023608 | 0.0023736 | 0.0023926 | 0.0023608 | 0.0023736 | 0.0023926 | 0.00054519 | 0.00054816 | 0.00055255 | 0.0005452 | 0.00054816 | 0.00055256 | 0.00029958 | 0.0001772 | -0.00049276 | -0.00029953 | -0.00017715 | 0.00049283 | 0.00043295 | -0.00041487 | 0.00010645 | -0.0004329 | 0.00041493 | -0.0001064 | -52.3499 | -51.1141 | -52.9996 | 127.6501 | 128.8859 | 127.0004 |  | 0.9657 | 0.82299 | 0.91237 | 0.96556 | 0.82305 | 0.91245 | 2.9683 | -117.9854 | 114.8102 | 2.9696 | -117.9945 | 114.8178
Line14_15_16 | 0 | 0 | 0 | 0 | 0 | 0 | 0 | 0 | 0 | 0 | 0 | 0 | -7.1358e-09 | -5.1258e-09 | 1.2381e-08 | 3.331e-09 | 2.7936e-09 | -6.2445e-09 | -1.1276e-08 | 1.0169e-08 | -2.281e-09 | 5.8031e-09 | -4.9889e-09 | 8.6816e-10 | 0 | 0 | 0 | 0 | 0 | 0 |  | 0.9657 | 0.82299 | 0.91237 | 0.9657 | 0.82299 | 0.91237 | 2.9683 | -117.9854 | 114.8102 | 2.9683 | -117.9854 | 114.8102
Line15_16_17 | 0 | 0 | 0 | 0 | 0 | 0 | 0 | 0 | 0 | 0 | 0 | 0 | -3.5679e-09 | -2.5629e-09 | 6.1907e-09 | -2.3691e-10 | 2.307e-10 | -5.3727e-11 | -5.6381e-09 | 5.0843e-09 | -1.1405e-09 | 1.6502e-10 | 9.5473e-11 | -2.7235e-10 | 0 | 0 | 0 | 0 | 0 | 0 |  | 0.9657 | 0.82299 | 0.91237 | 0.9657 | 0.82299 | 0.91237 | 2.9683 | -117.9854 | 114.8102 | 2.9683 | -117.9854 | 114.8102
Line16_4_18 | 0 | 0 | 0 | 0 | 0 | 0 | 0 | 0 | 0 | 0 | 0 | 0 | -3.563e-09 | -2.5926e-09 | 6.216e-09 | -2.3847e-10 | 2.3113e-10 | -5.3047e-11 | -5.6742e-09 | 5.0919e-09 | -1.1248e-09 | 1.6487e-10 | 9.6736e-11 | -2.7348e-10 | 0 | 0 | 0 | 0 | 0 | 0 |  | 0.96611 | 0.82282 | 0.91214 | 0.96611 | 0.82282 | 0.91214 | 2.9643 | -117.9583 | 114.7872 | 2.9643 | -117.9583 | 114.7872
Line17_5_19 | 0 | 0 | 0 | 0 | 0 | 0 | 0 | 0 | 0 | 0 | 0 | 0 | -3.5613e-09 | -2.6026e-09 | 6.2244e-09 | -2.39e-10 | 2.3127e-10 | -5.2816e-11 | -5.6863e-09 | 5.0944e-09 | -1.1195e-09 | 1.6482e-10 | 9.7161e-11 | -2.7386e-10 | 0 | 0 | 0 | 0 | 0 | 0 |  | 0.96625 | 0.82276 | 0.91206 | 0.96625 | 0.82276 | 0.91206 | 2.9629 | -117.9492 | 114.7795 | 2.9629 | -117.9492 | 114.7795
Line1_1_3 | 0.0023605 | 0.0023734 | 0.0023924 | 0.0023606 | 0.0023734 | 0.0023924 | 0.00054515 | 0.00054811 | 0.0005525 | 0.00054515 | 0.00054811 | 0.00055251 | 0.00029977 | 0.0001774 | -0.0004925 | -0.00029972 | -0.00017735 | 0.00049256 | 0.00043313 | -0.00041461 | 0.00010667 | -0.00043308 | 0.00041467 | -0.00010662 | -52.3497 | -51.1137 | -52.9994 | 127.6503 | 128.8862 | 127.0006 |  | 0.96625 | 0.82276 | 0.91206 | 0.96612 | 0.82282 | 0.91214 | 2.9629 | -117.9492 | 114.7795 | 2.9642 | -117.9583 | 114.7872
Line2_1_4 | 0.0023725 | 0.0023854 | 0.0024046 | 0.0023725 | 0.0023855 | 0.0024047 | 0.00054791 | 0.00055089 | 0.00055533 | 0.00054791 | 0.0005509 | 0.00055534 | 0.0002992 | 0.00018027 | -0.00049552 | -0.00029915 | -0.00018022 | 0.00049558 | 0.00043676 | -0.00041586 | 0.00010485 | -0.00043671 | 0.00041592 | -0.0001048 | -52.6242 | -51.3853 | -53.2729 | 127.3758 | 128.6147 | 126.7272 |  | 0.96625 | 0.82276 | 0.91206 | 0.96611 | 0.82282 | 0.91214 | 2.9629 | -117.9492 | 114.7795 | 2.9643 | -117.9583 | 114.7872
Line3_1_5 | 0 | 0 | 0 | 0 | 0 | 0 | 0 | 0 | 0 | 0 | 0 | 0 | -7.1227e-09 | -5.2051e-09 | 1.2449e-08 | 3.3223e-09 | 2.8338e-09 | -6.2772e-09 | -1.1373e-08 | 1.0189e-08 | -2.239e-09 | 5.8511e-09 | -4.9973e-09 | 8.4565e-10 | 0 | 0 | 0 | 0 | 0 | 0 |  | 0.96625 | 0.82276 | 0.91206 | 0.96625 | 0.82276 | 0.91206 | 2.9629 | -117.9492 | 114.7795 | 2.9629 | -117.9492 | 114.7795
Line4_2_6 | 0.0023404 | 0.025575 | 0.027992 | 0.0023404 | 0.025575 | 0.027992 | 0.00054049 | 0.0059063 | 0.0064645 | 0.0005405 | 0.0059063 | 0.0064645 | 0.00029238 | 0.0037095 | 0.0038655 | -0.00029214 | -0.0036988 | -0.0038497 | 0.00043233 | 0.0031124 | 0.0044249 | -0.00043209 | -0.0030983 | -0.0044114 | -52.9612 | -157.9934 | 65.9482 | 127.0389 | 22.0066 | -114.0518 |  | 0.96563 | 0.81984 | 0.90889 | 0.965 | 0.81692 | 0.90571 | 2.969 | -117.9953 | 114.8086 | 2.9752 | -118.0416 | 114.838
Line5_6_7 | 0.0023404 | 0.025575 | 0.027992 | 0.0023405 | 0.025575 | 0.027992 | 0.0005405 | 0.0059063 | 0.0064645 | 0.00054051 | 0.0059063 | 0.0064645 | 0.00029214 | 0.0036988 | 0.0038497 | -0.00029191 | -0.0036881 | -0.003834 | 0.00043209 | 0.0030983 | 0.0044114 | -0.00043184 | -0.0030843 | -0.0043979 | -52.9612 | -157.9934 | 65.9482 | 127.0388 | 22.0067 | -114.0519 |  | 0.965 | 0.81692 | 0.90571 | 0.96437 | 0.814 | 0.90254 | 2.9752 | -118.0416 | 114.838 | 2.9814 | -118.0883 | 114.8675
Line6_7_8 | 0 | 0.026488 | 0.02937 | 0 | 0.026488 | 0.02937 | 0 | 0.006117 | 0.0067828 | 0 | 0.006117 | 0.0067828 | -1.0625e-08 | 0.0035186 | 0.0043304 | 6.8466e-09 | -0.0035079 | -0.0043131 | -1.7389e-08 | 0.0035232 | 0.004327 | 1.1766e-08 | -0.0035079 | -0.004313 | 0 | -163.1259 | 69.8903 | 0 | 16.8742 | -110.1098 |  | 0.96437 | 0.814 | 0.90254 | 0.96387 | 0.81101 | 0.89928 | 2.9814 | -118.0883 | 114.8675 | 2.9863 | -118.1257 | 114.8901
Line7_8_9 | 0 | 0 | 0 | 0 | 0 | 0 | 0 | 0 | 0 | 0 | 0 | 0 | -3.5383e-09 | -2.6839e-09 | 6.1985e-09 | -2.3006e-10 | 2.632e-10 | -9.4056e-12 | -5.8003e-09 | 5.0769e-09 | -1.0366e-09 | 1.6571e-10 | 8.7535e-11 | -2.6431e-10 | 0 | 0 | 0 | 0 | 0 | 0 |  | 0.96387 | 0.81101 | 0.89928 | 0.96387 | 0.81101 | 0.89928 | 2.9863 | -118.1257 | 114.8901 | 2.9863 | -118.1257 | 114.8901
Line8_8_10 | 0 | 0 | 0 | 0 | 0 | 0 | 0 | 0 | 0 | 0 | 0 | 0 | -3.5383e-09 | -2.6839e-09 | 6.1985e-09 | -2.3006e-10 | 2.632e-10 | -9.4056e-12 | -5.8003e-09 | 5.0769e-09 | -1.0366e-09 | 1.6571e-10 | 8.7535e-11 | -2.6431e-10 | 0 | 0 | 0 | 0 | 0 | 0 |  | 0.96387 | 0.81101 | 0.89928 | 0.96387 | 0.81101 | 0.89928 | 2.9863 | -118.1257 | 114.8901 | 2.9863 | -118.1257 | 114.8901
Line9_3_11 | 0.0023606 | 0.0023734 | 0.0023924 | 0.0023606 | 0.0023734 | 0.0023925 | 0.00054515 | 0.00054811 | 0.00055251 | 0.00054516 | 0.00054812 | 0.00055252 | 0.00029972 | 0.00017735 | -0.00049256 | -0.00029967 | -0.0001773 | 0.00049262 | 0.00043308 | -0.00041467 | 0.00010662 | -0.00043303 | 0.00041473 | -0.00010656 | -52.3497 | -51.1138 | -52.9995 | 127.6503 | 128.8862 | 127.0005 |  | 0.96612 | 0.82282 | 0.91214 | 0.96598 | 0.82288 | 0.91222 | 2.9642 | -117.9583 | 114.7872 | 2.9656 | -117.9673 | 114.7948