## LLL_max_6
name | pf_ikss_from_ka | pf_ikss_to_ka | pf_ip_from_ka | pf_ip_to_ka | pf_skss_from_mw | pf_skss_to_mw | pf_p_from_mw | pf_p_to_mw | pf_q_from_mvar | pf_q_to_mvar | pf_ikss_from_degree | pf_ikss_to_degree | pf_vm_from_pu | pf_vm_to_pu | pf_va_from_degree | pf_va_to_degree
Line0_1_2 | 2.1201 | 2.1201 | 0 | 0 | 1.4689 | 1.4689 | 0.59647 | -0.46163 | 1.1734 | -0.90374 | -66.6388 | 113.3612 | 0.89616 | 0.69088 | -3.5837 | -3.6966
Line10_11_12 | 0.21073 | 0.21073 | 0 | 0 | 0.146 | 0.146 | -0.054311 | 0.055643 | -0.12554 | 0.12821 | 109.6654 | -70.3346 | 0.9369 | 0.95727 | -3.7281 | -3.7956
Line11_12_13 | 0.21073 | 0.21073 | 0 | 0 | 0.146 | 0.146 | -0.055643 | 0.056975 | -0.12821 | 0.13087 | 109.6654 | -70.3346 | 0.95727 | 0.97765 | -3.7956 | -3.8604
Line12_13_15 | 0 | 0 | 0 | 0 | 0 | 0 | 0 | 0 | 0 | 0 | 0 | 0 | 0.97765 | 0.97765 | -3.8604 | -3.8604
Line13_13_14 | 0.21073 | 0.21073 | 0 | 0 | 0.146 | 0.146 | -0.056975 | 0.058307 | -0.13087 | 0.13354 | 109.6654 | -70.3346 | 0.97765 | 0.99802 | -3.8604 | -3.9225
Line14_15_16 | 0 | 0 | 0 | 0 | 0 | 0 | 0 | 0 | 0 | 0 | 0 | 0 | 0.97765 | 0.97765 | -3.8604 | -3.8604
Line15_16_17 | 0 | 0 | 0 | 0 | 0 | 0 | 0 | 0 | 0 | 0 | 0 | 0 | 0.97765 | 0.97765 | -3.8604 | -3.8604
Line16_4_18 | 0 | 0 | 0 | 0 | 0 | 0 | 0 | 0 | 0 | 0 | 0 | 0 | 0.92233 | 0.92233 | -3.7021 | -3.7021
Line17_5_19 | 0 | 0 | 0 | 0 | 0 | 0 | 0 | 0 | 0 | 0 | 0 | 0 | 0.89616 | 0.89616 | -3.5837 | -3.5837
Line1_1_3 | 0.21073 | 0.21073 | 0 | 0 | 0.146 | 0.146 | -0.051646 | 0.052978 | -0.12022 | 0.12288 | 109.6654 | -70.3346 | 0.89616 | 0.91653 | -3.5837 | -3.6575
Line2_1_4 | 0.27103 | 0.27103 | 0 | 0 | 0.18778 | 0.18778 | -0.064121 | 0.066325 | -0.15558 | 0.15999 | 108.8149 | -71.1851 | 0.89616 | 0.92233 | -3.5837 | -3.7021
Line3_1_5 | 0 | 0 | 0 | 0 | 0 | 0 | 0 | 0 | 0 | 0 | 0 | 0 | 0.89616 | 0.89616 | -3.5837 | -3.5837
Line4_2_6 | 2.1201 | 2.1201 | 0 | 0 | 1.4689 | 1.4689 | 0.46163 | -0.32678 | 0.90374 | -0.63404 | -66.6388 | 113.3612 | 0.69088 | 0.48561 | -3.6966 | -3.9048
Line5_6_7 | 2.1201 | 2.1201 | 0 | 0 | 1.4689 | 1.4689 | 0.32678 | -0.19193 | 0.63404 | -0.36435 | -66.6388 | 113.3612 | 0.48561 | 0.28036 | -3.9048 | -4.4181
Line6_7_8 | 2.8955 | 2.8955 | 0 | 5.2971 | 2.0061 | 2.0061 | 0.25152 | -1e-07 | 0.50304 | -1e-07 | -67.853 | 112.147 | 0.28036 | 0 | -4.4181 | 0
Line7_8_9 | 0 | 0 | 0 | 0 | 0 | 0 | 5.9499e-22 | 0 | 2.9853e-22 | 0 | 0 | 0 | 0 | 0 | 0 | 0
Line8_8_10 | 0 | 0 | 0 | 0 | 0 | 0 | 5.9499e-22 | 0 | 2.9853e-22 | 0 | 0 | 0 | 0 | 0 | 0 | 0
Line9_3_11 | 0.21073 | 0.21073 | 0 | 0 | 0.146 | 0.146 | -0.052978 | 0.054311 | -0.12288 | 0.12554 | 109.6654 | -70.3346 | 0.91653 | 0.9369 | -3.6575 | -3.7281

## LLL_max_10
name | pf_ikss_from_ka | pf_ikss_to_ka | pf_ip_from_ka | pf_ip_to_ka | pf_skss_from_mw | pf_skss_to_mw | pf_p_from_mw | pf_p_to_mw | pf_q_from_mvar | pf_q_to_mvar | pf_ikss_from_degree | pf_ikss_to_degree | pf_vm_from_pu | pf_vm_to_pu | pf_va_from_degree | pf_va_to_degree
Line0_1_2 | 2.2097 | 2.2097 | 0 | 0 | 1.5309 | 1.5309 | 0.64541 | -0.49893 | 1.271 | -0.97807 | -66.8022 | 113.1978 | 0.93116 | 0.71722 | -3.723 | -3.8291
Line10_11_12 | 0.21778 | 0.21778 | 0 | 0 | 0.15088 | 0.15088 | -0.059191 | 0.060613 | -0.1344 | 0.13724 | 109.92 | -70.08 | 0.97328 | 0.99434 | -3.8496 | -3.9088
Line11_12_13 | 0.21778 | 0.21778 | 0 | 0 | 0.15088 | 0.15088 | -0.060613 | 0.062036 | -0.13724 | 0.14009 | 109.92 | -70.08 | 0.99434 | 1.0154 | -3.9088 | -3.9656
Line12_13_15 | 0 | 0 | 0 | 0 | 0 | 0 | 0 | 0 | 0 | 0 | 0 | 0 | 1.0154 | 1.0154 | -3.9656 | -3.9656
Line13_13_14 | 0.21778 | 0.21778 | 0 | 0 | 0.15088 | 0.15088 | -0.062036 | 0.063459 | -0.14009 | 0.14293 | 109.92 | -70.08 | 1.0154 | 1.0365 | -3.9656 | -4.0201
Line14_15_16 | 0 | 0 | 0 | 0 | 0 | 0 | 0 | 0 | 0 | 0 | 0 | 0 | 1.0154 | 1.0154 | -3.9656 | -3.9656
Line15_16_17 | 0 | 0 | 0 | 0 | 0 | 0 | 0 | 0 | 0 | 0 | 0 | 0 | 1.0154 | 1.0154 | -3.9656 | -3.9656
Line16_4_18 | 0 | 0 | 0 | 0 | 0 | 0 | 0 | 0 | 0 | 0 | 0 | 0 | 0.95797 | 0.95797 | -3.8287 | -3.8287
Line17_5_19 | 0 | 0 | 0 | 0 | 0 | 0 | 0 | 0 | 0 | 0 | 0 | 0 | 0.93116 | 0.93116 | -3.723 | -3.723
Line1_1_3 | 0.21778 | 0.21778 | 0 | 0 | 0.15088 | 0.15088 | -0.056345 | 0.057768 | -0.1287 | 0.13155 | 109.92 | -70.08 | 0.93116 | 0.95222 | -3.723 | -3.7877
Line2_1_4 | 0.27744 | 0.27744 | 0 | 0 | 0.19221 | 0.19221 | -0.069343 | 0.071653 | -0.165 | 0.16962 | 109.0718 | -70.9282 | 0.93116 | 0.95797 | -3.723 | -3.8287
Line3_1_5 | 0 | 0 | 0 | 0 | 0 | 0 | 0 | 0 | 0 | 0 | 0 | 0 | 0.93116 | 0.93116 | -3.723 | -3.723
Line4_2_6 | 2.2097 | 2.2097 | 0 | 0 | 1.5309 | 1.5309 | 0.49893 | -0.35246 | 0.97807 | -0.68512 | -66.8022 | 113.1978 | 0.71722 | 0.50328 | -3.8291 | -4.0255
Line5_6_7 | 2.2097 | 2.2097 | 0 | 0 | 1.5309 | 1.5309 | 0.35246 | -0.20598 | 0.68512 | -0.39217 | -66.8022 | 113.1978 | 0.50328 | 0.28935 | -4.0255 | -4.5121
Line6_7_8 | 2.9884 | 2.9884 | 0 | 5.4745 | 2.0704 | 2.0704 | 0.26792 | -1e-07 | 0.53584 | -1e-07 | -67.9471 | 112.0529 | 0.28935 | 0 | -4.5121 | 0
Line7_8_9 | 0 | 0 | 0 | 0 | 0 | 0 | 8.9468e-22 | 0 | -9.755e-23 | 0 | 0 | 0 | 0 | 0 | 0 | 0
Line8_8_10 | 0 | 0 | 0 | 0 | 0 | 0 | 8.9468e-22 | 0 | -9.755e-23 | 0 | 0 | 0 | 0 | 0 | 0 | 0
Line9_3_11 | 0.21778 | 0.21778 | 0 | 0 | 0.15088 | 0.15088 | -0.057768 | 0.059191 | -0.13155 | 0.1344 | 109.92 | -70.08 | 0.95222 | 0.97328 | -3.7877 | -3.8496

## LLL_max_fault_6
name | pf_ikss_from_ka | pf_ikss_to_ka | pf_ip_from_ka | pf_ip_to_ka | pf_skss_from_mw | pf_skss_to_mw | pf_p_from_mw | pf_p_to_mw | pf_q_from_mvar | pf_q_to_mvar | pf_ikss_from_degree | pf_ikss_to_degree | pf_vm_from_pu | pf_vm_to_pu | pf_va_from_degree | pf_va_to_degree
Line0_1_2 | 0.093421 | 0.093421 | 0 | 0 | 0.064724 | 0.064724 | -0.018934 | 0.019196 | -0.067551 | 0.068075 | 105.7019 | -74.2981 | 1.0839 | 1.0928 | 0.04413 | -0.045609
Line10_11_12 | 0.10745 | 0.10745 | 0 | 0 | 0.074445 | 0.074445 | -0.0039941 | 0.0043405 | -0.082009 | 0.082702 | 92.3889 | -87.6111 | 1.1029 | 1.1124 | -0.39934 | -0.61538
Line11_12_13 | 0.10745 | 0.10745 | 0 | 0 | 0.074445 | 0.074445 | -0.0043405 | 0.0046868 | -0.082702 | 0.083395 | 92.3889 | -87.6111 | 1.1124 | 1.122 | -0.61538 | -0.82775
Line12_13_15 | 0 | 0 | 0 | 0 | 0 | 0 | 0 | 0 | 0 | 0 | 0 | 0 | 1.122 | 1.122 | -0.82775 | -0.82775
Line13_13_14 | 0.10745 | 0.10745 | 0 | 0 | 0.074445 | 0.074445 | -0.0046868 | 0.0050332 | -0.083395 | 0.084088 | 92.3889 | -87.6111 | 1.122 | 1.1315 | -0.82775 | -1.0365
Line14_15_16 | 0 | 0 | 0 | 0 | 0 | 0 | 0 | 0 | 0 | 0 | 0 | 0 | 1.122 | 1.122 | -0.82775 | -0.82775
Line15_16_17 | 0 | 0 | 0 | 0 | 0 | 0 | 0 | 0 | 0 | 0 | 0 | 0 | 1.122 | 1.122 | -0.82775 | -0.82775
Line16_4_18 | 0 | 0 | 0 | 0 | 0 | 0 | 0 | 0 | 0 | 0 | 0 | 0 | 1.0961 | 1.0961 | -0.23699 | -0.23699
Line17_5_19 | 0 | 0 | 0 | 0 | 0 | 0 | 0 | 0 | 0 | 0 | 0 | 0 | 1.0839 | 1.0839 | 0.04413 | 0.04413
Line1_1_3 | 0.10745 | 0.10745 | 0 | 0 | 0.074445 | 0.074445 | -0.0033013 | 0.0036477 | -0.080624 | 0.081317 | 92.3889 | -87.6111 | 1.0839 | 1.0934 | 0.04413 | -0.17953
Line2_1_4 | 0.13724 | 0.13724 | 0 | 0 | 0.09508 | 0.09508 | -0.0048393 | 0.0054043 | -0.10294 | 0.10407 | 92.7355 | -87.2645 | 1.0839 | 1.0961 | 0.04413 | -0.23699
Line3_1_5 | 0 | 0 | 0 | 0 | 0 | 0 | 0 | 0 | 0 | 0 | 0 | 0 | 1.0839 | 1.0839 | 0.04413 | 0.04413
Line4_2_6 | 0.093421 | 0.093421 | 0 | 0 | 0.064724 | 0.064724 | -0.019196 | 0.019458 | -0.068075 | 0.068599 | 105.7019 | -74.2981 | 1.0928 | 1.1017 | -0.045609 | -0.1339
Line5_6_7 | 0.093421 | 0.093421 | 0 | 0 | 0.064724 | 0.064724 | -0.019458 | 0.01972 | -0.068599 | 0.069122 | 105.7019 | -74.2981 | 1.1017 | 1.1106 | -0.1339 | -0.22078
Line6_7_8 | 0.036162 | 0.036162 | 0 | 0.066155 | 0.025054 | 0.025054 | 0.019655 | -0.019616 | 0.019694 | -0.019616 | -45.2779 | 134.7221 | 1.1106 | 1.1072 | -0.22078 | -0.27791
Line7_8_9 | 0 | 0 | 0 | 0 | 0 | 0 | 6.9732e-10 | 0 | 6.2029e-11 | 0 | 0 | 0 | 1.1072 | 1.1072 | -0.27791 | -0.27791
Line8_8_10 | 0 | 0 | 0 | 0 | 0 | 0 | 6.9732e-10 | 0 | 6.2029e-11 | 0 | 0 | 0 | 1.1072 | 1.1072 | -0.27791 | -0.27791
Line9_3_11 | 0.10745 | 0.10745 | 0 | 0 | 0.074445 | 0.074445 | -0.0036477 | 0.0039941 | -0.081317 | 0.082009 | 92.3889 | -87.6111 | 1.0934 | 1.1029 | -0.17953 | -0.39934

## LLL_max_fault_10
name | pf_ikss_from_ka | pf_ikss_to_ka | pf_ip_from_ka | pf_ip_to_ka | pf_skss_from_mw | pf_skss_to_mw | pf_p_from_mw | pf_p_to_mw | pf_q_from_mvar | pf_q_to_mvar | pf_ikss_from_degree | pf_ikss_to_degree | pf_vm_from_pu | pf_vm_to_pu | pf_va_from_degree | pf_va_to_degree
Line0_1_2 | 0.092972 | 0.092972 | 0 | 0 | 0.064413 | 0.064413 | -0.018976 | 0.019235 | -0.070646 | 0.071165 | 105.0751 | -74.9249 | 1.1356 | 1.1445 | 0.040403 | -0.049679
Line10_11_12 | 0.10871 | 0.10871 | 0 | 0 | 0.075315 | 0.075315 | -0.0043777 | 0.0047322 | -0.086871 | 0.08758 | 92.4987 | -87.5013 | 1.1549 | 1.1645 | -0.38616 | -0.59415
Line11_12_13 | 0.10871 | 0.10871 | 0 | 0 | 0.075315 | 0.075315 | -0.0047322 | 0.0050868 | -0.08758 | 0.088289 | 92.4987 | -87.5013 | 1.1645 | 1.1742 | -0.59415 | -0.79872
Line12_13_15 | 0 | 0 | 0 | 0 | 0 | 0 | 0 | 0 | 0 | 0 | 0 | 0 | 1.1742 | 1.1742 | -0.79872 | -0.79872
Line13_13_14 | 0.10871 | 0.10871 | 0 | 0 | 0.075315 | 0.075315 | -0.0050868 | 0.0054413 | -0.088289 | 0.088998 | 92.4987 | -87.5013 | 1.1742 | 1.1839 | -0.79872 | -0.99995
Line14_15_16 | 0 | 0 | 0 | 0 | 0 | 0 | 0 | 0 | 0 | 0 | 0 | 0 | 1.1742 | 1.1742 | -0.79872 | -0.79872
Line15_16_17 | 0 | 0 | 0 | 0 | 0 | 0 | 0 | 0 | 0 | 0 | 0 | 0 | 1.1742 | 1.1742 | -0.79872 | -0.79872
Line16_4_18 | 0 | 0 | 0 | 0 | 0 | 0 | 0 | 0 | 0 | 0 | 0 | 0 | 1.1479 | 1.1479 | -0.22756 | -0.22756
Line17_5_19 | 0 | 0 | 0 | 0 | 0 | 0 | 0 | 0 | 0 | 0 | 0 | 0 | 1.1356 | 1.1356 | 0.040403 | 0.040403
Line1_1_3 | 0.10871 | 0.10871 | 0 | 0 | 0.075315 | 0.075315 | -0.0036687 | 0.0040232 | -0.085453 | 0.086162 | 92.4987 | -87.5013 | 1.1356 | 1.1453 | 0.040403 | -0.17467
Line2_1_4 | 0.13756 | 0.13756 | 0 | 0 | 0.095304 | 0.095304 | -0.0052804 | 0.0058481 | -0.1081 | 0.10924 | 92.8368 | -87.1632 | 1.1356 | 1.1479 | 0.040403 | -0.22756
Line3_1_5 | 0 | 0 | 0 | 0 | 0 | 0 | 0 | 0 | 0 | 0 | 0 | 0 | 1.1356 | 1.1356 | 0.040403 | 0.040403
Line4_2_6 | 0.092972 | 0.092972 | 0 | 0 | 0.064413 | 0.064413 | -0.019235 | 0.019494 | -0.071165 | 0.071684 | 105.0751 | -74.9249 | 1.1445 | 1.1533 | -0.049679 | -0.13838
Line5_6_7 | 0.092972 | 0.092972 | 0 | 0 | 0.064413 | 0.064413 | -0.019494 | 0.019753 | -0.071684 | 0.072202 | 105.0751 | -74.9249 | 1.1533 | 1.1621 | -0.13838 | -0.22574
Line6_7_8 | 0.037841 | 0.037841 | 0 | 0.069321 | 0.026217 | 0.026217 | 0.021522 | -0.021479 | 0.021565 | -0.021479 | -45.2829 | 134.7171 | 1.1621 | 1.1586 | -0.22574 | -0.28286
Line7_8_9 | 0 | 0 | 0 | 0 | 0 | 0 | 7.4762e-10 | 0 | 6.9214e-11 | 0 | 0 | 0 | 1.1586 | 1.1586 | -0.28286 | -0.28286
Line8_8_10 | 0 | 0 | 0 | 0 | 0 | 0 | 7.4762e-10 | 0 | 6.9214e-11 | 0 | 0 | 0 | 1.1586 | 1.1586 | -0.28286 | -0.28286
Line9_3_11 | 0.10871 | 0.10871 | 0 | 0 | 0.075315 | 0.075315 | -0.0040232 | 0.0043777 | -0.086162 | 0.086871 | 92.4987 | -87.5013 | 1.1453 | 1.1549 | -0.17467 | -0.38616

## LLL_min_6
name | pf_ikss_from_ka | pf_ikss_to_ka | pf_ip_from_ka | pf_ip_to_ka | pf_skss_from_mw | pf_skss_to_mw | pf_p_from_mw | pf_p_to_mw | pf_q_from_mvar | pf_q_to_mvar | pf_ikss_from_degree | pf_ikss_to_degree | pf_vm_from_pu | pf_vm_to_pu | pf_va_from_degree | pf_va_to_degree
Line0_1_2 | 1.6785 | 1.6785 | 0 | 0 | 1.1629 | 1.1629 | 0.65062 | -0.48835 | 0.67693 | -0.5079 | -52.8091 | 127.1909 | 0.8074 | 0.6059 | -6.6736 | -6.6848
Line10_11_12 | 0.0028599 | 0.0028599 | 0 | 0 | 0.0019814 | 0.0019814 | -0.0013271 | 0.0013276 | -0.00089578 | 0.00089627 | 139.3175 | -40.6825 | 0.80807 | 0.80841 | -6.6633 | -6.6582
Line11_12_13 | 0.0028599 | 0.0028599 | 0 | 0 | 0.0019814 | 0.0019814 | -0.0013276 | 0.001328 | -0.00089627 | 0.00089676 | 139.3174 | -40.6826 | 0.80841 | 0.80874 | -6.6582 | -6.6531
Line12_13_15 | 0 | 0 | 0 | 0 | 0 | 0 | 0 | 0 | 0 | 0 | 0 | 0 | 0.80874 | 0.80874 | -6.6531 | -6.6531
Line13_13_14 | 0.0028599 | 0.0028599 | 0 | 0 | 0.0019814 | 0.0019814 | -0.001328 | 0.0013285 | -0.00089677 | 0.00089726 | 139.3172 | -40.6828 | 0.80874 | 0.80908 | -6.6531 | -6.648
Line14_15_16 | 0 | 0 | 0 | 0 | 0 | 0 | 0 | 0 | 0 | 0 | 0 | 0 | 0.80874 | 0.80874 | -6.6531 | -6.6531
Line15_16_17 | 0 | 0 | 0 | 0 | 0 | 0 | 0 | 0 | 0 | 0 | 0 | 0 | 0.80874 | 0.80874 | -6.6531 | -6.6531
Line16_4_18 | 0 | 0 | 0 | 0 | 0 | 0 | 0 | 0 | 0 | 0 | 0 | 0 | 0.80774 | 0.80774 | -6.6685 | -6.6685
Line17_5_19 | 0 | 0 | 0 | 0 | 0 | 0 | 0 | 0 | 0 | 0 | 0 | 0 | 0.8074 | 0.8074 | -6.6736 | -6.6736
Line1_1_3 | 0.0028599 | 0.0028599 | 0 | 0 | 0.0019814 | 0.0019814 | -0.0013262 | 0.0013266 | -0.0008948 | 0.00089529 | 139.3176 | -40.6824 | 0.8074 | 0.80774 | -6.6736 | -6.6685
Line2_1_4 | 0.00288 | 0.00288 | 0 | 0 | 0.0019953 | 0.0019953 | -0.0013322 | 0.0013327 | -0.00090585 | 0.00090635 | 139.1129 | -40.8871 | 0.8074 | 0.80774 | -6.6736 | -6.6685
Line3_1_5 | 0 | 0 | 0 | 0 | 0 | 0 | 0 | 0 | 0 | 0 | 0 | 0 | 0.8074 | 0.8074 | -6.6736 | -6.6736
Line4_2_6 | 1.6785 | 1.6785 | 0 | 0 | 1.1629 | 1.1629 | 0.48835 | -0.32607 | 0.5079 | -0.33886 | -52.8091 | 127.1909 | 0.6059 | 0.4044 | -6.6848 | -6.7071
Line5_6_7 | 1.6785 | 1.6785 | 0 | 0 | 1.1629 | 1.1629 | 0.32607 | -0.1638 | 0.33886 | -0.16983 | -52.8091 | 127.1909 | 0.4044 | 0.2029 | -6.7071 | -6.7737
Line6_7_8 | 1.6901 | 1.6901 | 0 | 2.6832 | 1.171 | 1.171 | 0.16454 | -1e-07 | 0.1714 | -1e-07 | -52.9428 | 127.0572 | 0.2029 | 0 | -6.7737 | 0
Line7_8_9 | 0 | 0 | 0 | 0 | 0 | 0 | 6.6827e-22 | 0 | 8.866e-22 | 0 | 0 | 0 | 0 | 0 | 0 | 0
Line8_8_10 | 0 | 0 | 0 | 0 | 0 | 0 | 6.6827e-22 | 0 | 8.866e-22 | 0 | 0 | 0 | 0 | 0 | 0 | 0
Line9_3_11 | 0.0028599 | 0.0028599 | 0 | 0 | 0.0019814 | 0.0019814 | -0.0013266 | 0.0013271 | -0.00089529 | 0.00089578 | 139.3175 | -40.6825 | 0.80774 | 0.80807 | -6.6685 | -6.6633

## LLL_min_10
name | pf_ikss_from_ka | pf_ikss_to_ka | pf_ip_from_ka | pf_ip_to_ka | pf_skss_from_mw | pf_skss_to_mw | pf_p_from_mw | pf_p_to_mw | pf_q_from_mvar | pf_q_to_mvar | pf_ikss_from_degree | pf_ikss_to_degree | pf_vm_from_pu | pf_vm_to_pu | pf_va_from_degree | pf_va_to_degree
Line0_1_2 | 1.5901 | 1.5901 | 0 | 0 | 1.1017 | 1.1017 | 0.58394 | -0.43829 | 0.60755 | -0.45584 | -52.8091 | 127.1909 | 0.76491 | 0.57401 | -6.6736 | -6.6848
Line10_11_12 | 0.0027094 | 0.0027094 | 0 | 0 | 0.0018771 | 0.0018771 | -0.0011911 | 0.0011915 | -0.00080397 | 0.00080441 | 139.3175 | -40.6825 | 0.76554 | 0.76586 | -6.6633 | -6.6582
Line11_12_13 | 0.0027094 | 0.0027094 | 0 | 0 | 0.0018771 | 0.0018771 | -0.0011915 | 0.0011919 | -0.00080441 | 0.00080485 | 139.3174 | -40.6826 | 0.76586 | 0.76618 | -6.6582 | -6.6531
Line12_13_15 | 0 | 0 | 0 | 0 | 0 | 0 | 0 | 0 | 0 | 0 | 0 | 0 | 0.76618 | 0.76618 | -6.6531 | -6.6531
Line13_13_14 | 0.0027094 | 0.0027094 | 0 | 0 | 0.0018771 | 0.0018771 | -0.0011919 | 0.0011923 | -0.00080486 | 0.0008053 | 139.3172 | -40.6828 | 0.76618 | 0.7665 | -6.6531 | -6.648
Line14_15_16 | 0 | 0 | 0 | 0 | 0 | 0 | 0 | 0 | 0 | 0 | 0 | 0 | 0.76618 | 0.76618 | -6.6531 | -6.6531
Line15_16_17 | 0 | 0 | 0 | 0 | 0 | 0 | 0 | 0 | 0 | 0 | 0 | 0 | 0.76618 | 0.76618 | -6.6531 | -6.6531
Line16_4_18 | 0 | 0 | 0 | 0 | 0 | 0 | 0 | 0 | 0 | 0 | 0 | 0 | 0.76523 | 0.76523 | -6.6685 | -6.6685
Line17_5_19 | 0 | 0 | 0 | 0 | 0 | 0 | 0 | 0 | 0 | 0 | 0 | 0 | 0.76491 | 0.76491 | -6.6736 | -6.6736
Line1_1_3 | 0.0027094 | 0.0027094 | 0 | 0 | 0.0018771 | 0.0018771 | -0.0011902 | 0.0011907 | -0.00080309 | 0.00080353 | 139.3176 | -40.6824 | 0.76491 | 0.76522 | -6.6736 | -6.6685
Line2_1_4 | 0.0027284 | 0.0027284 | 0 | 0 | 0.0018903 | 0.0018903 | -0.0011957 | 0.0011961 | -0.00081301 | 0.00081346 | 139.1129 | -40.8871 | 0.76491 | 0.76523 | -6.6736 | -6.6685
Line3_1_5 | 0 | 0 | 0 | 0 | 0 | 0 | 0 | 0 | 0 | 0 | 0 | 0 | 0.76491 | 0.76491 | -6.6736 | -6.6736
Line4_2_6 | 1.5901 | 1.5901 | 0 | 0 | 1.1017 | 1.1017 | 0.43829 | -0.29265 | 0.45584 | -0.30413 | -52.8091 | 127.1909 | 0.57401 | 0.38312 | -6.6848 | -6.7071
Line5_6_7 | 1.5901 | 1.5901 | 0 | 0 | 1.1017 | 1.1017 | 0.29265 | -0.14701 | 0.30413 | -0.15242 | -52.8091 | 127.1909 | 0.38312 | 0.19222 | -6.7071 | -6.7737
Line6_7_8 | 1.6012 | 1.6012 | 0 | 2.542 | 1.1093 | 1.1093 | 0.14768 | -1e-07 | 0.15383 | -1e-07 | -52.9428 | 127.0572 | 0.19222 | 0 | -6.7737 | 0
Line7_8_9 | 0 | 0 | 0 | 0 | 0 | 0 | 6.0122e-22 | 0 | 7.9807e-22 | 0 | 0 | 0 | 0 | 0 | 0 | 0
Line8_8_10 | 0 | 0 | 0 | 0 | 0 | 0 | 6.0122e-22 | 0 | 7.9807e-22 | 0 | 0 | 0 | 0 | 0 | 0 | 0
Line9_3_11 | 0.0027094 | 0.0027094 | 0 | 0 | 0.0018771 | 0.0018771 | -0.0011907 | 0.0011911 | -0.00080353 | 0.00080397 | 139.3175 | -40.6825 | 0.76522 | 0.76554 | -6.6685 | -6.6633

## LLL_min_fault_6
name | pf_ikss_from_ka | pf_ikss_to_ka | pf_ip_from_ka | pf_ip_to_ka | pf_skss_from_mw | pf_skss_to_mw | pf_p_from_mw | pf_p_to_mw | pf_q_from_mvar | pf_q_to_mvar | pf_ikss_from_degree | pf_ikss_to_degree | pf_vm_from_pu | pf_vm_to_pu | pf_va_from_degree | pf_va_to_degree
Line0_1_2 | 0.030262 | 0.030262 | 0 | 0 | 0.020966 | 0.020966 | 0.014076 | -0.014024 | 0.01402 | -0.013965 | -45.0091 | 134.9909 | 0.94759 | 0.94395 | -0.12325 | -0.12819
Line10_11_12 | 5.1563e-05 | 5.1563e-05 | 0 | 0 | 3.5724e-05 | 3.5724e-05 | -2.8468e-05 | 2.8468e-05 | -1.8318e-05 | 1.8318e-05 | 147.1175 | -32.8825 | 0.9476 | 0.9476 | -0.12308 | -0.12299
Line11_12_13 | 5.1563e-05 | 5.1563e-05 | 0 | 0 | 3.5724e-05 | 3.5724e-05 | -2.8468e-05 | 2.8468e-05 | -1.8318e-05 | 1.8318e-05 | 147.1175 | -32.8825 | 0.9476 | 0.94761 | -0.12299 | -0.1229
Line12_13_15 | 0 | 0 | 0 | 0 | 0 | 0 | 0 | 0 | 0 | 0 | 0 | 0 | 0.94761 | 0.94761 | -0.1229 | -0.1229
Line13_13_14 | 5.1563e-05 | 5.1563e-05 | 0 | 0 | 3.5724e-05 | 3.5724e-05 | -2.8468e-05 | 2.8468e-05 | -1.8318e-05 | 1.8318e-05 | 147.1173 | -32.8827 | 0.94761 | 0.94762 | -0.1229 | -0.12282
Line14_15_16 | 0 | 0 | 0 | 0 | 0 | 0 | 0 | 0 | 0 | 0 | 0 | 0 | 0.94761 | 0.94761 | -0.1229 | -0.1229
Line15_16_17 | 0 | 0 | 0 | 0 | 0 | 0 | 0 | 0 | 0 | 0 | 0 | 0 | 0.94761 | 0.94761 | -0.1229 | -0.1229
Line16_4_18 | 0 | 0 | 0 | 0 | 0 | 0 | 0 | 0 | 0 | 0 | 0 | 0 | 0.94759 | 0.94759 | -0.12317 | -0.12317
Line17_5_19 | 0 | 0 | 0 | 0 | 0 | 0 | 0 | 0 | 0 | 0 | 0 | 0 | 0.94759 | 0.94759 | -0.12325 | -0.12325
Line1_1_3 | 5.1563e-05 | 5.1563e-05 | 0 | 0 | 3.5724e-05 | 3.5724e-05 | -2.8468e-05 | 2.8468e-05 | -1.8317e-05 | 1.8318e-05 | 147.1177 | -32.8823 | 0.94759 | 0.94759 | -0.12325 | -0.12316
Line2_1_4 | 5.1926e-05 | 5.1926e-05 | 0 | 0 | 3.5975e-05 | 3.5975e-05 | -2.8602e-05 | 2.8602e-05 | -1.8549e-05 | 1.8549e-05 | 146.913 | -33.087 | 0.94759 | 0.94759 | -0.12325 | -0.12317
Line3_1_5 | 0 | 0 | 0 | 0 | 0 | 0 | 0 | 0 | 0 | 0 | 0 | 0 | 0.94759 | 0.94759 | -0.12325 | -0.12325
Line4_2_6 | 0.030262 | 0.030262 | 0 | 0 | 0.020966 | 0.020966 | 0.014024 | -0.013971 | 0.013965 | -0.01391 | -45.0091 | 134.9909 | 0.94395 | 0.94032 | -0.12819 | -0.13317
Line5_6_7 | 0.030262 | 0.030262 | 0 | 0 | 0.020966 | 0.020966 | 0.013971 | -0.013918 | 0.01391 | -0.013855 | -45.0091 | 134.9909 | 0.94032 | 0.93669 | -0.13317 | -0.13818
Line6_7_8 | 0.030473 | 0.030473 | 0 | 0.048378 | 0.021112 | 0.021112 | 0.013982 | -0.013929 | 0.013985 | -0.013929 | -45.1427 | 134.8573 | 0.93669 | 0.93303 | -0.13818 | -0.14275
Line7_8_9 | 0 | 0 | 0 | 0 | 0 | 0 | -1.7411e-10 | 0 | 2.4292e-11 | 0 | 0 | 0 | 0.93303 | 0.93303 | -0.14275 | -0.14275
Line8_8_10 | 0 | 0 | 0 | 0 | 0 | 0 | -1.7411e-10 | 0 | 2.4292e-11 | 0 | 0 | 0 | 0.93303 | 0.93303 | -0.14275 | -0.14275
Line9_3_11 | 5.1563e-05 | 5.1563e-05 | 0 | 0 | 3.5724e-05 | 3.5724e-05 | -2.8468e-05 | 2.8468e-05 | -1.8318e-05 | 1.8318e-05 | 147.1176 | -32.8824 | 0.94759 | 0.9476 | -0.12316 | -0.12308

## LLL_min_fault_10
name | pf_ikss_from_ka | pf_ikss_to_ka | pf_ip_from_ka | pf_ip_to_ka | pf_skss_from_mw | pf_skss_to_mw | pf_p_from_mw | pf_p_to_mw | pf_q_from_mvar | pf_q_to_mvar | pf_ikss_from_degree | pf_ikss_to_degree | pf_vm_from_pu | pf_vm_to_pu | pf_va_from_degree | pf_va_to_degree
Line0_1_2 | 0.028669 | 0.028669 | 0 | 0 | 0.019863 | 0.019863 | 0.012634 | -0.012586 | 0.012583 | -0.012534 | -45.0091 | 134.9909 | 0.89771 | 0.89427 | -0.12325 | -0.12819
Line10_11_12 | 4.885e-05 | 4.885e-05 | 0 | 0 | 3.3844e-05 | 3.3844e-05 | -2.555e-05 | 2.555e-05 | -1.644e-05 | 1.6441e-05 | 147.1175 | -32.8825 | 0.89773 | 0.89773 | -0.12308 | -0.12299
Line11_12_13 | 4.885e-05 | 4.885e-05 | 0 | 0 | 3.3844e-05 | 3.3844e-05 | -2.555e-05 | 2.555e-05 | -1.6441e-05 | 1.6441e-05 | 147.1175 | -32.8825 | 0.89773 | 0.89774 | -0.12299 | -0.1229
Line12_13_15 | 0 | 0 | 0 | 0 | 0 | 0 | 0 | 0 | 0 | 0 | 0 | 0 | 0.89774 | 0.89774 | -0.1229 | -0.1229
Line13_13_14 | 4.8849e-05 | 4.8849e-05 | 0 | 0 | 3.3844e-05 | 3.3844e-05 | -2.555e-05 | 2.5551e-05 | -1.6441e-05 | 1.6441e-05 | 147.1173 | -32.8827 | 0.89774 | 0.89774 | -0.1229 | -0.12282
Line14_15_16 | 0 | 0 | 0 | 0 | 0 | 0 | 0 | 0 | 0 | 0 | 0 | 0 | 0.89774 | 0.89774 | -0.1229 | -0.1229
Line15_16_17 | 0 | 0 | 0 | 0 | 0 | 0 | 0 | 0 | 0 | 0 | 0 | 0 | 0.89774 | 0.89774 | -0.1229 | -0.1229
Line16_4_18 | 0 | 0 | 0 | 0 | 0 | 0 | 0 | 0 | 0 | 0 | 0 | 0 | 0.89772 | 0.89772 | -0.12317 | -0.12317
Line17_5_19 | 0 | 0 | 0 | 0 | 0 | 0 | 0 | 0 | 0 | 0 | 0 | 0 | 0.89771 | 0.89771 | -0.12325 | -0.12325
Line1_1_3 | 4.885e-05 | 4.885e-05 | 0 | 0 | 3.3844e-05 | 3.3844e-05 | -2.555e-05 | 2.555e-05 | -1.644e-05 | 1.644e-05 | 147.1177 | -32.8823 | 0.89771 | 0.89772 | -0.12325 | -0.12316
Line2_1_4 | 4.9193e-05 | 4.9193e-05 | 0 | 0 | 3.4082e-05 | 3.4082e-05 | -2.567e-05 | 2.567e-05 | -1.6647e-05 | 1.6648e-05 | 146.913 | -33.087 | 0.89771 | 0.89772 | -0.12325 | -0.12317
Line3_1_5 | 0 | 0 | 0 | 0 | 0 | 0 | 0 | 0 | 0 | 0 | 0 | 0 | 0.89771 | 0.89771 | -0.12325 | -0.12325
Line4_2_6 | 0.028669 | 0.028669 | 0 | 0 | 0.019863 | 0.019863 | 0.012586 | -0.012539 | 0.012534 | -0.012485 | -45.0091 | 134.9909 | 0.89427 | 0.89083 | -0.12819 | -0.13317
Line5_6_7 | 0.028669 | 0.028669 | 0 | 0 | 0.019863 | 0.019863 | 0.012539 | -0.012492 | 0.012485 | -0.012435 | -45.0091 | 134.9909 | 0.89083 | 0.88739 | -0.13317 | -0.13818
Line6_7_8 | 0.028869 | 0.028869 | 0 | 0.045831 | 0.020001 | 0.020001 | 0.012549 | -0.012501 | 0.012551 | -0.012501 | -45.1427 | 134.8573 | 0.88739 | 0.88393 | -0.13818 | -0.14275
Line7_8_9 | 0 | 0 | 0 | 0 | 0 | 0 | -1.5626e-10 | 0 | 2.1802e-11 | 0 | 0 | 0 | 0.88393 | 0.88393 | -0.14275 | -0.14275
Line8_8_10 | 0 | 0 | 0 | 0 | 0 | 0 | -1.5626e-10 | 0 | 2.1802e-11 | 0 | 0 | 0 | 0.88393 | 0.88393 | -0.14275 | -0.14275
Line9_3_11 | 4.885e-05 | 4.885e-05 | 0 | 0 | 3.3844e-05 | 3.3844e-05 | -2.555e-05 | 2.555e-05 | -1.644e-05 | 1.644e-05 | 147.1176 | -32.8824 | 0.89772 | 0.89773 | -0.12316 | -0.12308

## LL_max_6
name | pf_ikss_a_from_ka | pf_ikss_b_from_ka | pf_ikss_c_from_ka | pf_ikss_a_to_ka | pf_ikss_b_to_ka | pf_ikss_c_to_ka | pf_skss_a_from_mw | pf_skss_b_from_mw | pf_skss_c_from_mw | pf_skss_a_to_mw | pf_skss_b_to_mw | pf_skss_c_to_mw | pf_p_a_from_mw | pf_p_b_from_mw | pf_p_c_from_mw | pf_p_a_to_mw | pf_p_b_to_mw | pf_p_c_to_mw | pf_q_a_from_mvar | pf_q_b_from_mvar | pf_q_c_from_mvar | pf_q_a_to_mvar | pf_q_b_to_mvar | pf_q_c_to_mvar | pf_ikss_a_from_degree | pf_ikss_b_from_degree | pf_ikss_c_from_degree | pf_ikss_a_to_degree | pf_ikss_b_to_degree | pf_ikss_c_to_degree | pf_vm_a_from_pu | pf_vm_b_from_pu | pf_vm_c_from_pu | pf_vm_a_to_pu | pf_vm_b_to_pu | pf_vm_c_to_pu | pf_va_a_from_degree | pf_va_b_from_degree | pf_va_c_from_degree | pf_va_a_to_degree | pf_va_b_to_degree | pf_va_c_to_degree
Line0_1_2 | 0.17327 | 1.8186 | 1.8788 | 0.17327 | 1.8186 | 1.8788 | 0.040014 | 0.42 | 0.43389 | 0.040014 | 0.42 | 0.43389 | -0.029848 | 0.36908 | -0.079014 | 0.030148 | -0.33601 | 0.11431 | -0.031684 | 0.18374 | 0.38771 | 0.032284 | -0.11759 | -0.31712 | 133.9243 | -153.8478 | 21.1138 | -46.0757 | 26.1522 | -158.8862 | 1.0878 | 0.98164 | 0.91195 | 1.1039 | 0.8476 | 0.77691 | 0.63311 | -127.3826 | 122.6326 | 0.88371 | -134.5599 | 130.9367
Line10_11_12 | 0.10472 | 0.17971 | 0.19845 | 0.10472 | 0.17971 | 0.19845 | 0.024183 | 0.041502 | 0.04583 | 0.024183 | 0.041502 | 0.04583 | -0.0026482 | -0.02539 | -8.9685e-05 | 0.0027579 | 0.025713 | 0.00048351 | -0.026633 | -0.033656 | -0.043364 | 0.026853 | 0.034302 | 0.044152 | 95.9307 | 0.01653 | -148.3242 | -84.0693 | -179.9835 | 31.6758 | 1.1067 | 1.0158 | 0.9462 | 1.1162 | 1.033 | 0.96344 | 0.25232 | -127.0137 | 121.5573 | 0.066775 | -126.8384 | 121.0484
Line11_12_13 | 0.10472 | 0.17971 | 0.19845 | 0.10472 | 0.17971 | 0.19845 | 0.024183 | 0.041502 | 0.04583 | 0.024183 | 0.041502 | 0.04583 | -0.0027579 | -0.025713 | -0.00048351 | 0.0028675 | 0.026036 | 0.00087733 | -0.026853 | -0.034302 | -0.044152 | 0.027072 | 0.034948 | 0.044939 | 95.9307 | 0.016529 | -148.3242 | -84.0693 | -179.9835 | 31.6758 | 1.1162 | 1.033 | 0.96344 | 1.1257 | 1.0501 | 0.98075 | 0.066775 | -126.8384 | 121.0484 | -0.11565 | -126.6688 | 120.5574
Line12_13_15 | 0 | 0 | 0 | 0 | 0 | 0 | 0 | 0 | 0 | 0 | 0 | 0 | 9.376e-10 | 8.3035e-11 | -7.4653e-10 | -9.376e-10 | -8.3035e-11 | 7.4653e-10 | 2.6244e-11 | 1.4085e-09 | -1.1019e-10 | -2.6244e-11 | -1.4085e-09 | 1.1019e-10 | 0 | 0 | 0 | 0 | 0 | 0 | 1.1257 | 1.0501 | 0.98075 | 1.1257 | 1.0501 | 0.98075 | -0.11565 | -126.6688 | 120.5574 | -0.11565 | -126.6688 | 120.5574
Line13_13_14 | 0.10472 | 0.17971 | 0.19845 | 0.10472 | 0.17971 | 0.19845 | 0.024183 | 0.041502 | 0.04583 | 0.024183 | 0.041502 | 0.04583 | -0.0028675 | -0.026036 | -0.00087733 | 0.0029772 | 0.026359 | 0.0012712 | -0.027072 | -0.034948 | -0.044939 | 0.027291 | 0.035594 | 0.045727 | 95.9307 | 0.016528 | -148.3242 | -84.0693 | -179.9835 | 31.6758 | 1.1257 | 1.0501 | 0.98075 | 1.1352 | 1.0672 | 0.99814 | -0.11565 | -126.6688 | 120.5574 | -0.29502 | -126.5046 | 120.0834
Line14_15_16 | 0 | 0 | 0 | 0 | 0 | 0 | 0 | 0 | 0 | 0 | 0 | 0 | 6.2507e-10 | 5.5356e-11 | -4.9768e-10 | -6.2507e-10 | -5.5356e-11 | 4.9768e-10 | 1.7496e-11 | 9.3898e-10 | -7.3461e-11 | -1.7496e-11 | -9.3898e-10 | 7.3461e-11 | 0 | 0 | 0 | 0 | 0 | 0 | 1.1257 | 1.0501 | 0.98075 | 1.1257 | 1.0501 | 0.98075 | -0.11565 | -126.6688 | 120.5574 | -0.11565 | -126.6688 | 120.5574
Line15_16_17 | 0 | 0 | 0 | 0 | 0 | 0 | 0 | 0 | 0 | 0 | 0 | 0 | 3.1253e-10 | 2.7678e-11 | -2.4884e-10 | -3.1253e-10 | -2.7678e-11 | 2.4884e-10 | 8.7478e-12 | 4.6949e-10 | -3.673e-11 | -8.7479e-12 | -4.6949e-10 | 3.673e-11 | 0 | 0 | 0 | 0 | 0 | 0 | 1.1257 | 1.0501 | 0.98075 | 1.1257 | 1.0501 | 0.98075 | -0.11565 | -126.6688 | 120.5574 | -0.11565 | -126.6688 | 120.5574
Line16_4_18 | 0 | 0 | 0 | 0 | 0 | 0 | 0 | 0 | 0 | 0 | 0 | 0 | 2.0277e-10 | -1.3908e-10 | -3.9753e-10 | -2.0277e-10 | 1.3908e-10 | 3.9753e-10 | -3.024e-11 | 4.8304e-10 | -1.2066e-10 | 3.024e-11 | -4.8304e-10 | 1.2066e-10 | 0 | 0 | 0 | 0 | 0 | 0 | 1.1002 | 1.004 | 0.93323 | 1.1002 | 1.004 | 0.93323 | 0.40904 | -127.1787 | 121.9244 | 0.40904 | -127.1787 | 121.9244
Line17_5_19 | 0 | 0 | 0 | 0 | 0 | 0 | 0 | 0 | 0 | 0 | 0 | 0 | 1.5113e-10 | -2.1471e-10 | -4.5791e-10 | -1.5113e-10 | 2.1471e-10 | 4.5791e-10 | -4.6278e-11 | 4.8562e-10 | -1.6127e-10 | 4.6278e-11 | -4.8562e-10 | 1.6127e-10 | 0 | 0 | 0 | 0 | 0 | 0 | 1.0878 | 0.98164 | 0.91195 | 1.0878 | 0.98164 | 0.91195 | 0.63311 | -127.3826 | 122.6326 | 0.63311 | -127.3826 | 122.6326
Line1_1_3 | 0.10472 | 0.17971 | 0.19845 | 0.10472 | 0.17971 | 0.19845 | 0.024183 | 0.041502 | 0.04583 | 0.024183 | 0.041502 | 0.04583 | -0.0024289 | -0.024744 | 0.00069796 | 0.0025386 | 0.025067 | -0.00030414 | -0.026195 | -0.032365 | -0.041789 | 0.026414 | 0.03301 | 0.042576 | 95.9307 | 0.016531 | -148.3242 | -84.0693 | -179.9835 | 31.6758 | 1.0878 | 0.98164 | 0.91195 | 1.0973 | 0.99874 | 0.92903 | 0.63311 | -127.3826 | 122.6326 | 0.44108 | -127.195 | 122.0851
Line2_1_4 | 0.13559 | 0.23365 | 0.24939 | 0.13559 | 0.23365 | 0.24939 | 0.031313 | 0.05396 | 0.057594 | 0.031313 | 0.05396 | 0.057594 | -0.0044061 | -0.030872 | 0.001806 | 0.0045899 | 0.031418 | -0.0011841 | -0.033776 | -0.043042 | -0.052492 | 0.034144 | 0.044134 | 0.053736 | 98.0653 | -1.7324 | -149.3379 | -81.9347 | 178.2676 | 30.6621 | 1.0878 | 0.98164 | 0.91195 | 1.1002 | 1.004 | 0.93323 | 0.63311 | -127.3826 | 122.6326 | 0.40904 | -127.1787 | 121.9244
Line3_1_5 | 0 | 0 | 0 | 0 | 0 | 0 | 0 | 0 | 0 | 0 | 0 | 0 | 3.0225e-10 | -4.2942e-10 | -9.1583e-10 | -3.0225e-10 | 4.2942e-10 | 9.1583e-10 | -9.2555e-11 | 9.7125e-10 | -3.2254e-10 | 9.2555e-11 | -9.7125e-10 | 3.2254e-10 | 0 | 0 | 0 | 0 | 0 | 0 | 1.0878 | 0.98164 | 0.91195 | 1.0878 | 0.98164 | 0.91195 | 0.63311 | -127.3826 | 122.6326 | 0.63311 | -127.3826 | 122.6326
Line4_2_6 | 0.17327 | 1.8186 | 1.8788 | 0.17327 | 1.8186 | 1.8788 | 0.040014 | 0.42 | 0.43389 | 0.040014 | 0.42 | 0.43389 | -0.030148 | 0.33601 | -0.11431 | 0.030448 | -0.30293 | 0.14961 | -0.032284 | 0.11759 | 0.31712 | 0.032884 | -0.05144 | -0.24652 | 133.9243 | -153.8478 | 21.1138 | -46.0757 | 26.1522 | -158.8862 | 1.1039 | 0.8476 | 0.77691 | 1.12 | 0.7316 | 0.66461 | 0.88371 | -134.5599 | 130.9367 | 1.1271 | -144.2106 | 142.367
Line5_6_7 | 0.17327 | 1.8186 | 1.8788 | 0.17327 | 1.8186 | 1.8788 | 0.040014 | 0.42 | 0.43389 | 0.040014 | 0.42 | 0.43389 | -0.030448 | 0.30293 | -0.14961 | 0.030749 | -0.26986 | 0.18491 | -0.032884 | 0.05144 | 0.24652 | 0.033485 | 0.014709 | -0.17592 | 133.9243 | -153.8478 | 21.1138 | -46.0757 | 26.1522 | -158.8862 | 1.12 | 0.7316 | 0.66461 | 1.1361 | 0.64348 | 0.58823 | 1.1271 | -144.2106 | 142.367 | 1.3636 | -156.9677 | 157.5403
Line6_7_8 | 0 | 2.4733 | 2.4733 | 0 | 2.4733 | 2.4733 | 0 | 0.57118 | 0.57118 | 0 | 0.57118 | 0.57118 | 1.0799e-09 | 0.36725 | -0.24491 | -1.0799e-09 | -0.30608 | 0.30608 | -3.1227e-10 | 0.01467 | 0.23002 | 3.1227e-10 | 0.10767 | -0.10767 | 0 | -159.2553 | 20.7447 | 0 | 20.7447 | -159.2553 | 1.1361 | 0.64348 | 0.58823 | 1.1361 | 0.56806 | 0.56806 | 1.3636 | -156.9677 | 157.5403 | 1.3636 | -178.6364 | -178.6364
Line7_8_9 | 0 | 0 | 0 | 0 | 0 | 0 | 0 | 0 | 0 | 0 | 0 | 0 | 3.5998e-10 | 4.4924e-11 | 1.3507e-10 | -3.5998e-10 | -4.4923e-11 | -1.3507e-10 | -1.0409e-10 | 1.8675e-09 | -1.9195e-09 | 1.0409e-10 | -1.8675e-09 | 1.9195e-09 | 0 | 0 | 0 | 0 | 0 | 0 | 1.1361 | 0.56806 | 0.56806 | 1.1361 | 0.56806 | 0.56806 | 1.3636 | -178.6364 | -178.6364 | 1.3636 | -178.6364 | -178.6364
Line8_8_10 | 0 | 0 | 0 | 0 | 0 | 0 | 0 | 0 | 0 | 0 | 0 | 0 | 3.5998e-10 | 4.4924e-11 | 1.3507e-10 | -3.5998e-10 | -4.4923e-11 | -1.3507e-10 | -1.0409e-10 | 1.8675e-09 | -1.9195e-09 | 1.0409e-10 | -1.8675e-09 | 1.9195e-09 | 0 | 0 | 0 | 0 | 0 | 0 | 1.1361 | 0.56806 | 0.56806 | 1.1361 | 0.56806 | 0.56806 | 1.3636 | -178.6364 | -178.6364 | 1.3636 | -178.6364 | -178.6364
Line9_3_11 | 0.10472 | 0.17971 | 0.19845 | 0.10472 | 0.17971 | 0.19845 | 0.024183 | 0.041502 | 0.04583 | 0.024183 | 0.041502 | 0.04583 | -0.0025386 | -0.025067 | 0.00030414 | 0.0026482 | 0.02539 | 8.9686e-05 | -0.026414 | -0.03301 | -0.042576 | 0.026633 | 0.033656 | 0.043364 | 95.9307 | 0.01653 | -148.3242 | -84.0693 | -179.9835 | 31.6758 | 1.0973 | 0.99874 | 0.92903 | 1.1067 | 1.0158 | 0.9462 | 0.44108 | -127.195 | 122.0851 | 0.25232 | -127.0137 | 121.5573

## LL_max_10
name | pf_ikss_a_from_ka | pf_ikss_b_from_ka | pf_ikss_c_from_ka | pf_ikss_a_to_ka | pf_ikss_b_to_ka | pf_ikss_c_to_ka | pf_skss_a_from_mw | pf_skss_b_from_mw | pf_skss_c_from_mw | pf_skss_a_to_mw | pf_skss_b_to_mw | pf_skss_c_to_mw | pf_p_a_from_mw | pf_p_b_from_mw | pf_p_c_from_mw | pf_p_a_to_mw | pf_p_b_to_mw | pf_p_c_to_mw | pf_q_a_from_mvar | pf_q_b_from_mvar | pf_q_c_from_mvar | pf_q_a_to_mvar | pf_q_b_to_mvar | pf_q_c_to_mvar | pf_ikss_a_from_degree | pf_ikss_b_from_degree | pf_ikss_c_from_degree | pf_ikss_a_to_degree | pf_ikss_b_to_degree | pf_ikss_c_to_degree | pf_vm_a_from_pu | pf_vm_b_from_pu | pf_vm_c_from_pu | pf_vm_a_to_pu | pf_vm_b_to_pu | pf_vm_c_to_pu | pf_va_a_from_degree | pf_va_b_from_degree | pf_va_c_from_degree | pf_va_a_to_degree | pf_va_b_to_degree | pf_va_c_to_degree
Line0_1_2 | 0.17465 | 1.8958 | 1.9566 | 0.17465 | 1.8958 | 1.9566 | 0.040334 | 0.43781 | 0.45185 | 0.040334 | 0.43781 | 0.45185 | -0.031443 | 0.40151 | -0.0875 | 0.031748 | -0.36557 | 0.12578 | -0.033544 | 0.19962 | 0.41967 | 0.034154 | -0.12774 | -0.34311 | 133.793 | -154.1231 | 21.0046 | -46.207 | 25.8769 | -158.9954 | 1.1399 | 1.0242 | 0.94877 | 1.1561 | 0.88451 | 0.80877 | 0.64459 | -127.6878 | 122.7817 | 0.88377 | -134.8621 | 131.1369
Line10_11_12 | 0.10593 | 0.18566 | 0.20423 | 0.10593 | 0.18566 | 0.20423 | 0.024464 | 0.042877 | 0.047166 | 0.024464 | 0.042877 | 0.047166 | -0.0029833 | -0.027846 | 0.00010494 | 0.0030955 | 0.028191 | 0.00031218 | -0.0282 | -0.035888 | -0.046408 | 0.028424 | 0.036578 | 0.047242 | 96.322 | 0.51287 | -148.4208 | -83.678 | -179.4871 | 31.5792 | 1.1591 | 1.0594 | 0.98394 | 1.1687 | 1.0771 | 1.0016 | 0.28305 | -127.2956 | 121.7087 | 0.10673 | -127.1092 | 121.2005
Line11_12_13 | 0.10593 | 0.18566 | 0.20423 | 0.10593 | 0.18566 | 0.20423 | 0.024464 | 0.042877 | 0.047166 | 0.024464 | 0.042877 | 0.047166 | -0.0030955 | -0.028191 | -0.00031218 | 0.0032077 | 0.028536 | 0.00072929 | -0.028424 | -0.036578 | -0.047242 | 0.028648 | 0.037267 | 0.048076 | 96.322 | 0.51287 | -148.4209 | -83.678 | -179.4871 | 31.5791 | 1.1687 | 1.0771 | 1.0016 | 1.1783 | 1.0947 | 1.0194 | 0.10673 | -127.1092 | 121.2005 | -0.066706 | -126.9287 | 120.7101
Line12_13_15 | 0 | 0 | 0 | 0 | 0 | 0 | 0 | 0 | 0 | 0 | 0 | 0 | 1.0154e-09 | 3.303e-11 | -9.0258e-10 | -1.0154e-09 | -3.303e-11 | 9.0258e-10 | 1.66e-11 | 1.5979e-09 | -1.5287e-10 | -1.66e-11 | -1.5979e-09 | 1.5287e-10 | 0 | 0 | 0 | 0 | 0 | 0 | 1.1783 | 1.0947 | 1.0194 | 1.1783 | 1.0947 | 1.0194 | -0.066706 | -126.9287 | 120.7101 | -0.066706 | -126.9287 | 120.7101
Line13_13_14 | 0.10593 | 0.18566 | 0.20423 | 0.10593 | 0.18566 | 0.20423 | 0.024464 | 0.042877 | 0.047166 | 0.024464 | 0.042877 | 0.047166 | -0.0032077 | -0.028536 | -0.00072929 | 0.00332 | 0.028881 | 0.0011464 | -0.028648 | -0.037267 | -0.048076 | 0.028873 | 0.037957 | 0.048911 | 96.3221 | 0.51286 | -148.4209 | -83.6779 | -179.4871 | 31.5791 | 1.1783 | 1.0947 | 1.0194 | 1.188 | 1.1124 | 1.0373 | -0.066706 | -126.9287 | 120.7101 | -0.23733 | -126.754 | 120.2365
Line14_15_16 | 0 | 0 | 0 | 0 | 0 | 0 | 0 | 0 | 0 | 0 | 0 | 0 | 6.7696e-10 | 2.202e-11 | -6.0172e-10 | -6.7696e-10 | -2.202e-11 | 6.0172e-10 | 1.1066e-11 | 1.0653e-09 | -1.0191e-10 | -1.1066e-11 | -1.0653e-09 | 1.0191e-10 | 0 | 0 | 0 | 0 | 0 | 0 | 1.1783 | 1.0947 | 1.0194 | 1.1783 | 1.0947 | 1.0194 | -0.066706 | -126.9287 | 120.7101 | -0.066706 | -126.9287 | 120.7101
Line15_16_17 | 0 | 0 | 0 | 0 | 0 | 0 | 0 | 0 | 0 | 0 | 0 | 0 | 3.3848e-10 | 1.101e-11 | -3.0086e-10 | -3.3848e-10 | -1.101e-11 | 3.0086e-10 | 5.533e-12 | 5.3264e-10 | -5.0955e-11 | -5.5331e-12 | -5.3264e-10 | 5.0956e-11 | 0 | 0 | 0 | 0 | 0 | 0 | 1.1783 | 1.0947 | 1.0194 | 1.1783 | 1.0947 | 1.0194 | -0.066706 | -126.9287 | 120.7101 | -0.066706 | -126.9287 | 120.7101
Line16_4_18 | 0 | 0 | 0 | 0 | 0 | 0 | 0 | 0 | 0 | 0 | 0 | 0 | 2.2152e-10 | -1.6767e-10 | -4.5847e-10 | -2.2152e-10 | 1.6767e-10 | 4.5847e-10 | -3.5206e-11 | 5.4902e-10 | -1.422e-10 | 3.5206e-11 | -5.4902e-10 | 1.422e-10 | 0 | 0 | 0 | 0 | 0 | 0 | 1.1524 | 1.047 | 0.97043 | 1.1524 | 1.047 | 0.97043 | 0.43399 | -127.4703 | 122.082 | 0.43399 | -127.4703 | 122.082
Line17_5_19 | 0 | 0 | 0 | 0 | 0 | 0 | 0 | 0 | 0 | 0 | 0 | 0 | 1.6714e-10 | -2.4758e-10 | -5.2159e-10 | -1.6714e-10 | 2.4758e-10 | 5.2159e-10 | -5.1723e-11 | 5.5261e-10 | -1.8571e-10 | 5.1723e-11 | -5.5261e-10 | 1.8571e-10 | 0 | 0 | 0 | 0 | 0 | 0 | 1.1399 | 1.0242 | 0.94877 | 1.1399 | 1.0242 | 0.94877 | 0.64459 | -127.6878 | 122.7817 | 0.64459 | -127.6878 | 122.7817
Line1_1_3 | 0.10593 | 0.18566 | 0.20423 | 0.10593 | 0.18566 | 0.20423 | 0.024464 | 0.042877 | 0.047166 | 0.024464 | 0.042877 | 0.047166 | -0.0027589 | -0.027157 | 0.00093916 | 0.0028711 | 0.027502 | -0.00052205 | -0.027751 | -0.03451 | -0.044739 | 0.027975 | 0.035199 | 0.045574 | 96.322 | 0.51287 | -148.4208 | -83.678 | -179.4871 | 31.5792 | 1.1399 | 1.0242 | 0.94877 | 1.1495 | 1.0418 | 0.96631 | 0.64459 | -127.6878 | 122.7817 | 0.46231 | -127.4884 | 122.2354
Line2_1_4 | 0.13599 | 0.23897 | 0.25431 | 0.13599 | 0.23897 | 0.25431 | 0.031405 | 0.055188 | 0.058731 | 0.031405 | 0.055188 | 0.058731 | -0.0048586 | -0.033585 | 0.0021423 | 0.0050435 | 0.034156 | -0.0014956 | -0.035468 | -0.045463 | -0.055681 | 0.035838 | 0.046605 | 0.056974 | 98.4446 | -1.2331 | -149.4216 | -81.5554 | 178.7669 | 30.5784 | 1.1399 | 1.0242 | 0.94877 | 1.1524 | 1.047 | 0.97043 | 0.64459 | -127.6878 | 122.7817 | 0.43399 | -127.4703 | 122.082
Line3_1_5 | 0 | 0 | 0 | 0 | 0 | 0 | 0 | 0 | 0 | 0 | 0 | 0 | 3.3427e-10 | -4.9517e-10 | -1.0432e-09 | -3.3427e-10 | 4.9517e-10 | 1.0432e-09 | -1.0345e-10 | 1.1052e-09 | -3.7143e-10 | 1.0345e-10 | -1.1052e-09 | 3.7143e-10 | 0 | 0 | 0 | 0 | 0 | 0 | 1.1399 | 1.0242 | 0.94877 | 1.1399 | 1.0242 | 0.94877 | 0.64459 | -127.6878 | 122.7817 | 0.64459 | -127.6878 | 122.7817
Line4_2_6 | 0.17465 | 1.8958 | 1.9566 | 0.17465 | 1.8958 | 1.9566 | 0.040334 | 0.43781 | 0.45185 | 0.040334 | 0.43781 | 0.45185 | -0.031748 | 0.36557 | -0.12578 | 0.032053 | -0.32963 | 0.16406 | -0.034154 | 0.12774 | 0.34311 | 0.034764 | -0.055864 | -0.26655 | 133.793 | -154.1231 | 21.0046 | -46.207 | 25.8769 | -158.9954 | 1.1561 | 0.88451 | 0.80877 | 1.1724 | 0.76365 | 0.6927 | 0.88377 | -134.8621 | 131.1369 | 1.1163 | -144.5044 | 142.617
Line5_6_7 | 0.17465 | 1.8958 | 1.9566 | 0.17465 | 1.8958 | 1.9566 | 0.040334 | 0.43781 | 0.45185 | 0.040334 | 0.43781 | 0.45185 | -0.032053 | 0.32963 | -0.16406 | 0.032358 | -0.29369 | 0.20234 | -0.034764 | 0.055864 | 0.26655 | 0.035374 | 0.016014 | -0.18999 | 133.793 | -154.1231 | 21.0046 | -46.207 | 25.8769 | -158.9954 | 1.1724 | 0.76365 | 0.6927 | 1.1886 | 0.67182 | 0.61427 | 1.1163 | -144.5044 | 142.617 | 1.3425 | -157.2443 | 157.8084
Line6_7_8 | 0 | 2.5535 | 2.5535 | 0 | 2.5535 | 2.5535 | 0 | 0.58971 | 0.58971 | 0 | 0.58971 | 0.58971 | 1.1627e-09 | 0.39592 | -0.26551 | -1.1627e-09 | -0.33072 | 0.33072 | -3.3698e-10 | 0.014396 | 0.24643 | 3.3698e-10 | 0.11601 | -0.11601 | 0 | -159.3267 | 20.6733 | 0 | 20.6733 | -159.3267 | 1.1886 | 0.67182 | 0.61427 | 1.1886 | 0.59431 | 0.59431 | 1.3425 | -157.2443 | 157.8084 | 1.3425 | -178.6575 | -178.6575
Line7_8_9 | 0 | 0 | 0 | 0 | 0 | 0 | 0 | 0 | 0 | 0 | 0 | 0 | 3.8758e-10 | 4.8257e-11 | 1.4553e-10 | -3.8758e-10 | -4.8257e-11 | -1.4553e-10 | -1.1233e-10 | 2.0473e-09 | -2.1034e-09 | 1.1233e-10 | -2.0473e-09 | 2.1034e-09 | 0 | 0 | 0 | 0 | 0 | 0 | 1.1886 | 0.59431 | 0.59431 | 1.1886 | 0.59431 | 0.59431 | 1.3425 | -178.6575 | -178.6575 | 1.3425 | -178.6575 | -178.6575
Line8_8_10 | 0 | 0 | 0 | 0 | 0 | 0 | 0 | 0 | 0 | 0 | 0 | 0 | 3.8758e-10 | 4.8257e-11 | 1.4553e-10 | -3.8758e-10 | -4.8257e-11 | -1.4553e-10 | -1.1233e-10 | 2.0473e-09 | -2.1034e-09 | 1.1233e-10 | -2.0473e-09 | 2.1034e-09 | 0 | 0 | 0 | 0 | 0 | 0 | 1.1886 | 0.59431 | 0.59431 | 1.1886 | 0.59431 | 0.59431 | 1.3425 | -178.6575 | -178.6575 | 1.3425 | -178.6575 | -178.6575
Line9_3_11 | 0.10593 | 0.18566 | 0.20423 | 0.10593 | 0.18566 | 0.20423 | 0.024464 | 0.042877 | 0.047166 | 0.024464 | 0.042877 | 0.047166 | -0.0028711 | -0.027502 | 0.00052205 | 0.0029833 | 0.027846 | -0.00010494 | -0.027975 | -0.035199 | -0.045574 | 0.0282 | 0.035888 | 0.046408 | 96.322 | 0.51287 | -148.4208 | -83.678 | -179.4871 | 31.5792 | 1.1495 | 1.0418 | 0.96631 | 1.1591 | 1.0594 | 0.98394 | 0.46231 | -127.4884 | 122.2354 | 0.28305 | -127.2956 | 121.7087

## LL_max_fault_6
name | pf_ikss_a_from_ka | pf_ikss_b_from_ka | pf_ikss_c_from_ka | pf_ikss_a_to_ka | pf_ikss_b_to_ka | pf_ikss_c_to_ka | pf_skss_a_from_mw | pf_skss_b_from_mw | pf_skss_c_from_mw | pf_skss_a_to_mw | pf_skss_b_to_mw | pf_skss_c_to_mw | pf_p_a_from_mw | pf_p_b_from_mw | pf_p_c_from_mw | pf_p_a_to_mw | pf_p_b_to_mw | pf_p_c_to_mw | pf_q_a_from_mvar | pf_q_b_from_mvar | pf_q_c_from_mvar | pf_q_a_to_mvar | pf_q_b_to_mvar | pf_q_c_to_mvar | pf_ikss_a_from_degree | pf_ikss_b_from_degree | pf_ikss_c_from_degree | pf_ikss_a_to_degree | pf_ikss_b_to_degree | pf_ikss_c_to_degree | pf_vm_a_from_pu | pf_vm_b_from_pu | pf_vm_c_from_pu | pf_vm_a_to_pu | pf_vm_b_to_pu | pf_vm_c_to_pu | pf_va_a_from_degree | pf_va_b_from_degree | pf_va_c_from_degree | pf_va_a_to_degree | pf_va_b_to_degree | pf_va_c_to_degree
Line0_1_2 | 0.11879 | 0.099306 | 0.069296 | 0.11879 | 0.099306 | 0.069296 | 0.027433 | 0.022934 | 0.016003 | 0.027433 | 0.022934 | 0.016003 | -0.011775 | 0.00036099 | -0.0077744 | 0.011916 | -0.00026237 | 0.0078224 | -0.027359 | -0.02487 | -0.015462 | 0.027642 | 0.025067 | 0.015558 | 113.4271 | -30.9187 | -123.2228 | -66.5729 | 149.0813 | 56.7772 | 1.0858 | 1.0845 | 1.0814 | 1.0973 | 1.0931 | 1.0881 | 0.14068 | -120.0872 | 120.0834 | 0.10633 | -120.3191 | 120.0842
Line10_11_12 | 0.10655 | 0.10703 | 0.10878 | 0.10655 | 0.10703 | 0.10878 | 0.024606 | 0.024718 | 0.025123 | 0.024606 | 0.024718 | 0.025123 | -0.0010158 | -0.0017068 | -0.0012557 | 0.0011293 | 0.0018213 | 0.0013741 | -0.027159 | -0.027225 | -0.027623 | 0.027386 | 0.027454 | 0.027859 | 91.8324 | -26.9273 | -147.767 | -88.1676 | 153.0727 | 32.233 | 1.1045 | 1.1036 | 1.1006 | 1.1139 | 1.1131 | 1.1103 | -0.3095 | -120.5146 | 119.6301 | -0.5289 | -120.7228 | 119.4094
Line11_12_13 | 0.10655 | 0.10703 | 0.10878 | 0.10655 | 0.10703 | 0.10878 | 0.024606 | 0.024718 | 0.025123 | 0.024606 | 0.024718 | 0.025123 | -0.0011293 | -0.0018213 | -0.0013741 | 0.0012428 | 0.0019359 | 0.0014924 | -0.027386 | -0.027454 | -0.027859 | 0.027613 | 0.027683 | 0.028096 | 91.8324 | -26.9273 | -147.767 | -88.1676 | 153.0727 | 32.233 | 1.1139 | 1.1131 | 1.1103 | 1.1234 | 1.1227 | 1.1199 | -0.5289 | -120.7228 | 119.4094 | -0.74462 | -120.9275 | 119.1924
Line12_13_15 | 0 | 0 | 0 | 0 | 0 | 0 | 0 | 0 | 0 | 0 | 0 | 0 | 9.0753e-10 | 8.9968e-10 | 8.6273e-10 | -9.0753e-10 | -8.9968e-10 | -8.6273e-10 | 1.6862e-10 | 2.0991e-10 | 1.8232e-10 | -1.6862e-10 | -2.0991e-10 | -1.8232e-10 | 0 | 0 | 0 | 0 | 0 | 0 | 1.1234 | 1.1227 | 1.1199 | 1.1234 | 1.1227 | 1.1199 | -0.74462 | -120.9275 | 119.1924 | -0.74462 | -120.9275 | 119.1924
Line13_13_14 | 0.10655 | 0.10703 | 0.10878 | 0.10655 | 0.10703 | 0.10878 | 0.024606 | 0.024718 | 0.025123 | 0.024606 | 0.024718 | 0.025123 | -0.0012428 | -0.0019359 | -0.0014924 | 0.0013563 | 0.0020504 | 0.0016108 | -0.027613 | -0.027683 | -0.028096 | 0.02784 | 0.027912 | 0.028333 | 91.8324 | -26.9273 | -147.767 | -88.1676 | 153.0727 | 32.233 | 1.1234 | 1.1227 | 1.1199 | 1.1328 | 1.1323 | 1.1296 | -0.74462 | -120.9275 | 119.1924 | -0.95675 | -121.1287 | 118.9792
Line14_15_16 | 0 | 0 | 0 | 0 | 0 | 0 | 0 | 0 | 0 | 0 | 0 | 0 | 6.0502e-10 | 5.9979e-10 | 5.7516e-10 | -6.0502e-10 | -5.9979e-10 | -5.7516e-10 | 1.1241e-10 | 1.3994e-10 | 1.2154e-10 | -1.1241e-10 | -1.3994e-10 | -1.2154e-10 | 0 | 0 | 0 | 0 | 0 | 0 | 1.1234 | 1.1227 | 1.1199 | 1.1234 | 1.1227 | 1.1199 | -0.74462 | -120.9275 | 119.1924 | -0.74462 | -120.9275 | 119.1924
Line15_16_17 | 0 | 0 | 0 | 0 | 0 | 0 | 0 | 0 | 0 | 0 | 0 | 0 | 3.0251e-10 | 2.9989e-10 | 2.8758e-10 | -3.0251e-10 | -2.9989e-10 | -2.8758e-10 | 5.6205e-11 | 6.997e-11 | 6.0772e-11 | -5.6205e-11 | -6.997e-11 | -6.0772e-11 | 0 | 0 | 0 | 0 | 0 | 0 | 1.1234 | 1.1227 | 1.1199 | 1.1234 | 1.1227 | 1.1199 | -0.74462 | -120.9275 | 119.1924 | -0.74462 | -120.9275 | 119.1924
Line16_4_18 | 0 | 0 | 0 | 0 | 0 | 0 | 0 | 0 | 0 | 0 | 0 | 0 | 1.9235e-10 | 1.881e-10 | 1.7532e-10 | -1.9235e-10 | -1.881e-10 | -1.7532e-10 | 1.0617e-11 | 2.6412e-11 | 1.5024e-11 | -1.0617e-11 | -2.6413e-11 | -1.5024e-11 | 0 | 0 | 0 | 0 | 0 | 0 | 1.0978 | 1.0968 | 1.0937 | 1.0978 | 1.0968 | 1.0937 | -0.14393 | -120.3584 | 119.7956 | -0.14393 | -120.3584 | 119.7956
Line17_5_19 | 0 | 0 | 0 | 0 | 0 | 0 | 0 | 0 | 0 | 0 | 0 | 0 | 1.4247e-10 | 1.374e-10 | 1.2462e-10 | -1.4247e-10 | -1.374e-10 | -1.2462e-10 | -1.0264e-11 | 6.3518e-12 | -6.0615e-12 | 1.0264e-11 | -6.3518e-12 | 6.0615e-12 | 0 | 0 | 0 | 0 | 0 | 0 | 1.0858 | 1.0845 | 1.0814 | 1.0858 | 1.0845 | 1.0814 | 0.14068 | -120.0872 | 120.0834 | 0.14068 | -120.0872 | 120.0834
Line1_1_3 | 0.10655 | 0.10703 | 0.10878 | 0.10655 | 0.10703 | 0.10878 | 0.024606 | 0.024718 | 0.025123 | 0.024606 | 0.024718 | 0.025123 | -0.00078874 | -0.0014777 | -0.001019 | 0.00090226 | 0.0015922 | 0.0011374 | -0.026705 | -0.026767 | -0.027149 | 0.026932 | 0.026996 | 0.027386 | 91.8324 | -26.9273 | -147.767 | -88.1676 | 153.0727 | 32.233 | 1.0858 | 1.0845 | 1.0814 | 1.0952 | 1.0941 | 1.091 | 0.14068 | -120.0872 | 120.0834 | -0.086337 | -120.3027 | 119.8548
Line2_1_4 | 0.13601 | 0.13686 | 0.13884 | 0.13601 | 0.13686 | 0.13884 | 0.031409 | 0.031608 | 0.032063 | 0.031409 | 0.031608 | 0.032063 | -0.0012515 | -0.002092 | -0.0014759 | 0.0014365 | 0.0022793 | 0.0016686 | -0.034081 | -0.034216 | -0.034643 | 0.034451 | 0.034591 | 0.035028 | 92.2437 | -26.5884 | -147.4771 | -87.7563 | 153.4116 | 32.5229 | 1.0858 | 1.0845 | 1.0814 | 1.0978 | 1.0968 | 1.0937 | 0.14068 | -120.0872 | 120.0834 | -0.14393 | -120.3584 | 119.7956
Line3_1_5 | 0 | 0 | 0 | 0 | 0 | 0 | 0 | 0 | 0 | 0 | 0 | 0 | 2.8494e-10 | 2.748e-10 | 2.4924e-10 | -2.8494e-10 | -2.748e-10 | -2.4924e-10 | -2.0528e-11 | 1.2704e-11 | -1.2123e-11 | 2.0528e-11 | -1.2704e-11 | 1.2123e-11 | 0 | 0 | 0 | 0 | 0 | 0 | 1.0858 | 1.0845 | 1.0814 | 1.0858 | 1.0845 | 1.0814 | 0.14068 | -120.0872 | 120.0834 | 0.14068 | -120.0872 | 120.0834
Line4_2_6 | 0.11879 | 0.099306 | 0.069296 | 0.11879 | 0.099306 | 0.069296 | 0.027433 | 0.022934 | 0.016003 | 0.027433 | 0.022934 | 0.016003 | -0.011916 | 0.00026237 | -0.0078224 | 0.012057 | -0.00016376 | 0.0078704 | -0.027642 | -0.025067 | -0.015558 | 0.027924 | 0.025265 | 0.015654 | 113.4271 | -30.9187 | -123.2228 | -66.5729 | 149.0813 | 56.7772 | 1.0973 | 1.0931 | 1.0881 | 1.1087 | 1.1017 | 1.0948 | 0.10633 | -120.3191 | 120.0842 | 0.072695 | -120.5474 | 120.085
Line5_6_7 | 0.11879 | 0.099306 | 0.069296 | 0.11879 | 0.099306 | 0.069296 | 0.027433 | 0.022934 | 0.016003 | 0.027433 | 0.022934 | 0.016003 | -0.012057 | 0.00016376 | -0.0078704 | 0.012198 | -6.514e-05 | 0.0079184 | -0.027924 | -0.025265 | -0.015654 | 0.028206 | 0.025462 | 0.01575 | 113.4271 | -30.9187 | -123.2228 | -66.5729 | 149.0813 | 56.7772 | 1.1087 | 1.1017 | 1.0948 | 1.1202 | 1.1102 | 1.1016 | 0.072695 | -120.5474 | 120.085 | 0.039749 | -120.7722 | 120.0858
Line6_7_8 | 0 | 0.061915 | 0.061915 | 0 | 0.061915 | 0.061915 | 0 | 0.014299 | 0.014299 | 0 | 0.014299 | 0.014299 | 8.6545e-10 | 0.015347 | 0.0038971 | -8.6545e-10 | -0.015309 | -0.0038588 | -8.9762e-12 | 0.0040598 | 0.015261 | 8.9762e-12 | -0.0039831 | -0.015184 | 0 | -135.5892 | 44.4108 | 0 | 44.4108 | -135.5892 | 1.1202 | 1.1102 | 1.1016 | 1.1202 | 1.1063 | 1.0957 | 0.039749 | -120.7722 | 120.0858 | 0.039749 | -121.0051 | 120.1522
Line7_8_9 | 0 | 0 | 0 | 0 | 0 | 0 | 0 | 0 | 0 | 0 | 0 | 0 | 2.8848e-10 | 2.2897e-10 | 1.8361e-10 | -2.8848e-10 | -2.2897e-10 | -1.8361e-10 | -2.9921e-12 | 7.4715e-11 | -1.1208e-11 | 2.9921e-12 | -7.4715e-11 | 1.1208e-11 | 0 | 0 | 0 | 0 | 0 | 0 | 1.1202 | 1.1063 | 1.0957 | 1.1202 | 1.1063 | 1.0957 | 0.039749 | -121.0051 | 120.1522 | 0.039749 | -121.0051 | 120.1522
Line8_8_10 | 0 | 0 | 0 | 0 | 0 | 0 | 0 | 0 | 0 | 0 | 0 | 0 | 2.8848e-10 | 2.2897e-10 | 1.8361e-10 | -2.8848e-10 | -2.2897e-10 | -1.8361e-10 | -2.9922e-12 | 7.4715e-11 | -1.1208e-11 | 2.9922e-12 | -7.4715e-11 | 1.1208e-11 | 0 | 0 | 0 | 0 | 0 | 0 | 1.1202 | 1.1063 | 1.0957 | 1.1202 | 1.1063 | 1.0957 | 0.039749 | -121.0051 | 120.1522 | 0.039749 | -121.0051 | 120.1522
Line9_3_11 | 0.10655 | 0.10703 | 0.10878 | 0.10655 | 0.10703 | 0.10878 | 0.024606 | 0.024718 | 0.025123 | 0.024606 | 0.024718 | 0.025123 | -0.00090226 | -0.0015922 | -0.0011374 | 0.0010158 | 0.0017068 | 0.0012557 | -0.026932 | -0.026996 | -0.027386 | 0.027159 | 0.027225 | 0.027623 | 91.8324 | -26.9273 | -147.767 | -88.1676 | 153.0727 | 32.233 | 1.0952 | 1.0941 | 1.091 | 1.1045 | 1.1036 | 1.1006 | -0.086337 | -120.3027 | 119.8548 | -0.3095 | -120.5146 | 119.6301

## LL_max_fault_10
name | pf_ikss_a_from_ka | pf_ikss_b_from_ka | pf_ikss_c_from_ka | pf_ikss_a_to_ka | pf_ikss_b_to_ka | pf_ikss_c_to_ka | pf_skss_a_from_mw | pf_skss_b_from_mw | pf_skss_c_from_mw | pf_skss_a_to_mw | pf_skss_b_to_mw | pf_skss_c_to_mw | pf_p_a_from_mw | pf_p_b_from_mw | pf_p_c_from_mw | pf_p_a_to_mw | pf_p_b_to_mw | pf_p_c_to_mw | pf_q_a_from_mvar | pf_q_b_from_mvar | pf_q_c_from_mvar | pf_q_a_to_mvar | pf_q_b_to_mvar | pf_q_c_to_mvar | pf_ikss_a_from_degree | pf_ikss_b_from_degree | pf_ikss_c_from_degree | pf_ikss_a_to_degree | pf_ikss_b_to_degree | pf_ikss_c_to_degree | pf_vm_a_from_pu | pf_vm_b_from_pu | pf_vm_c_from_pu | pf_vm_a_to_pu | pf_vm_b_to_pu | pf_vm_c_to_pu | pf_va_a_from_degree | pf_va_b_from_degree | pf_va_c_from_degree | pf_va_a_to_degree | pf_va_b_to_degree | pf_va_c_to_degree
Line0_1_2 | 0.11964 | 0.099635 | 0.067517 | 0.11964 | 0.099635 | 0.067517 | 0.02763 | 0.02301 | 0.015592 | 0.02763 | 0.02301 | 0.015592 | -0.012342 | 0.0010456 | -0.0079644 | 0.012485 | -0.00094629 | 0.00801 | -0.028912 | -0.026126 | -0.015768 | 0.029198 | 0.026325 | 0.015859 | 113.2582 | -32.3895 | -123.1191 | -66.7418 | 147.6105 | 56.8809 | 1.1377 | 1.1364 | 1.1329 | 1.1493 | 1.1448 | 1.1395 | 0.14174 | -120.0978 | 120.0821 | 0.107 | -120.3308 | 120.0835
Line10_11_12 | 0.10774 | 0.10827 | 0.11012 | 0.10774 | 0.10827 | 0.11012 | 0.02488 | 0.025004 | 0.025432 | 0.02488 | 0.025004 | 0.025432 | -0.0011093 | -0.0018788 | -0.0013718 | 0.0012254 | 0.001996 | 0.0014931 | -0.028758 | -0.028835 | -0.029275 | 0.02899 | 0.02907 | 0.029518 | 91.9175 | -26.7803 | -147.6717 | -88.0825 | 153.2197 | 32.3283 | 1.1567 | 1.1556 | 1.1524 | 1.1662 | 1.1653 | 1.1621 | -0.29156 | -120.5081 | 119.6455 | -0.50292 | -120.7082 | 119.4327
Line11_12_13 | 0.10774 | 0.10827 | 0.11012 | 0.10774 | 0.10827 | 0.11012 | 0.02488 | 0.025004 | 0.025432 | 0.02488 | 0.025004 | 0.025432 | -0.0012254 | -0.001996 | -0.0014931 | 0.0013414 | 0.0021132 | 0.0016143 | -0.02899 | -0.02907 | -0.029518 | 0.029222 | 0.029304 | 0.02976 | 91.9175 | -26.7803 | -147.6717 | -88.0825 | 153.2197 | 32.3283 | 1.1662 | 1.1653 | 1.1621 | 1.1757 | 1.175 | 1.1719 | -0.50292 | -120.7082 | 119.4327 | -0.71085 | -120.9049 | 119.2234
Line12_13_15 | 0 | 0 | 0 | 0 | 0 | 0 | 0 | 0 | 0 | 0 | 0 | 0 | 9.806e-10 | 9.7112e-10 | 9.284e-10 | -9.806e-10 | -9.7112e-10 | -9.284e-10 | 1.765e-10 | 2.2454e-10 | 1.922e-10 | -1.765e-10 | -2.2454e-10 | -1.922e-10 | 0 | 0 | 0 | 0 | 0 | 0 | 1.1757 | 1.175 | 1.1719 | 1.1757 | 1.175 | 1.1719 | -0.71085 | -120.9049 | 119.2234 | -0.71085 | -120.9049 | 119.2234
Line13_13_14 | 0.10774 | 0.10827 | 0.11012 | 0.10774 | 0.10827 | 0.11012 | 0.02488 | 0.025004 | 0.025432 | 0.02488 | 0.025004 | 0.025432 | -0.0013414 | -0.0021132 | -0.0016143 | 0.0014575 | 0.0022304 | 0.0017356 | -0.029222 | -0.029304 | -0.02976 | 0.029454 | 0.029538 | 0.030003 | 91.9175 | -26.7803 | -147.6717 | -88.0825 | 153.2197 | 32.3283 | 1.1757 | 1.175 | 1.1719 | 1.1853 | 1.1847 | 1.1817 | -0.71085 | -120.9049 | 119.2234 | -0.91544 | -121.0985 | 119.0176
Line14_15_16 | 0 | 0 | 0 | 0 | 0 | 0 | 0 | 0 | 0 | 0 | 0 | 0 | 6.5373e-10 | 6.4742e-10 | 6.1893e-10 | -6.5373e-10 | -6.4742e-10 | -6.1893e-10 | 1.1767e-10 | 1.4969e-10 | 1.2813e-10 | -1.1767e-10 | -1.4969e-10 | -1.2813e-10 | 0 | 0 | 0 | 0 | 0 | 0 | 1.1757 | 1.175 | 1.1719 | 1.1757 | 1.175 | 1.1719 | -0.71085 | -120.9049 | 119.2234 | -0.71085 | -120.9049 | 119.2234
Line15_16_17 | 0 | 0 | 0 | 0 | 0 | 0 | 0 | 0 | 0 | 0 | 0 | 0 | 3.2687e-10 | 3.2371e-10 | 3.0947e-10 | -3.2687e-10 | -3.2371e-10 | -3.0947e-10 | 5.8833e-11 | 7.4847e-11 | 6.4067e-11 | -5.8833e-11 | -7.4847e-11 | -6.4067e-11 | 0 | 0 | 0 | 0 | 0 | 0 | 1.1757 | 1.175 | 1.1719 | 1.1757 | 1.175 | 1.1719 | -0.71085 | -120.9049 | 119.2234 | -0.71085 | -120.9049 | 119.2234
Line16_4_18 | 0 | 0 | 0 | 0 | 0 | 0 | 0 | 0 | 0 | 0 | 0 | 0 | 2.0976e-10 | 2.0476e-10 | 1.9003e-10 | -2.0976e-10 | -2.0476e-10 | -1.9003e-10 | 1.0497e-11 | 2.877e-11 | 1.553e-11 | -1.0497e-11 | -2.877e-11 | -1.553e-11 | 0 | 0 | 0 | 0 | 0 | 0 | 1.1498 | 1.1486 | 1.1452 | 1.1498 | 1.1486 | 1.1452 | -0.1297 | -120.3558 | 119.8074 | -0.1297 | -120.3558 | 119.8074
Line17_5_19 | 0 | 0 | 0 | 0 | 0 | 0 | 0 | 0 | 0 | 0 | 0 | 0 | 1.5739e-10 | 1.5147e-10 | 1.3676e-10 | -1.5739e-10 | -1.5147e-10 | -1.3676e-10 | -1.1352e-11 | 7.8246e-12 | -6.5504e-12 | 1.1352e-11 | -7.8246e-12 | 6.5504e-12 | 0 | 0 | 0 | 0 | 0 | 0 | 1.1377 | 1.1364 | 1.1329 | 1.1377 | 1.1364 | 1.1329 | 0.14174 | -120.0978 | 120.0821 | 0.14174 | -120.0978 | 120.0821
Line1_1_3 | 0.10774 | 0.10827 | 0.11012 | 0.10774 | 0.10827 | 0.11012 | 0.02488 | 0.025004 | 0.025432 | 0.02488 | 0.025004 | 0.025432 | -0.00087715 | -0.0016443 | -0.0011292 | 0.00099322 | 0.0017615 | 0.0012505 | -0.028293 | -0.028366 | -0.02879 | 0.028526 | 0.028601 | 0.029033 | 91.9175 | -26.7803 | -147.6717 | -88.0825 | 153.2197 | 32.3283 | 1.1377 | 1.1364 | 1.1329 | 1.1472 | 1.146 | 1.1426 | 0.14174 | -120.0978 | 120.0821 | -0.076702 | -120.3047 | 119.862
Line2_1_4 | 0.13626 | 0.13718 | 0.13925 | 0.13626 | 0.13718 | 0.13925 | 0.031467 | 0.03168 | 0.032158 | 0.031467 | 0.03168 | 0.032158 | -0.0013618 | -0.00229 | -0.0016062 | 0.0015475 | 0.0024781 | 0.0018001 | -0.035775 | -0.035927 | -0.036397 | 0.036146 | 0.036303 | 0.036785 | 92.3218 | -26.4507 | -147.391 | -87.6782 | 153.5493 | 32.609 | 1.1377 | 1.1364 | 1.1329 | 1.1498 | 1.1486 | 1.1452 | 0.14174 | -120.0978 | 120.0821 | -0.1297 | -120.3558 | 119.8074
Line3_1_5 | 0 | 0 | 0 | 0 | 0 | 0 | 0 | 0 | 0 | 0 | 0 | 0 | 3.1478e-10 | 3.0295e-10 | 2.7351e-10 | -3.1478e-10 | -3.0295e-10 | -2.7351e-10 | -2.2704e-11 | 1.5649e-11 | -1.3101e-11 | 2.2704e-11 | -1.5649e-11 | 1.3101e-11 | 0 | 0 | 0 | 0 | 0 | 0 | 1.1377 | 1.1364 | 1.1329 | 1.1377 | 1.1364 | 1.1329 | 0.14174 | -120.0978 | 120.0821 | 0.14174 | -120.0978 | 120.0821
Line4_2_6 | 0.11964 | 0.099635 | 0.067517 | 0.11964 | 0.099635 | 0.067517 | 0.02763 | 0.02301 | 0.015592 | 0.02763 | 0.02301 | 0.015592 | -0.012485 | 0.00094629 | -0.00801 | 0.012628 | -0.00084702 | 0.0080556 | -0.029198 | -0.026325 | -0.015859 | 0.029484 | 0.026523 | 0.01595 | 113.2582 | -32.3895 | -123.1191 | -66.7418 | 147.6105 | 56.8809 | 1.1493 | 1.1448 | 1.1395 | 1.1609 | 1.1533 | 1.146 | 0.107 | -120.3308 | 120.0835 | 0.072951 | -120.5604 | 120.0848
Line5_6_7 | 0.11964 | 0.099635 | 0.067517 | 0.11964 | 0.099635 | 0.067517 | 0.02763 | 0.02301 | 0.015592 | 0.02763 | 0.02301 | 0.015592 | -0.012628 | 0.00084702 | -0.0080556 | 0.012771 | -0.00074775 | 0.0081012 | -0.029484 | -0.026523 | -0.01595 | 0.029771 | 0.026722 | 0.016041 | 113.2582 | -32.3895 | -123.1191 | -66.7418 | 147.6105 | 56.8809 | 1.1609 | 1.1533 | 1.146 | 1.1724 | 1.1618 | 1.1525 | 0.072951 | -120.5604 | 120.0848 | 0.039575 | -120.7867 | 120.0861
Line6_7_8 | 0 | 0.06478 | 0.06478 | 0 | 0.06478 | 0.06478 | 0 | 0.01496 | 0.01496 | 0 | 0.01496 | 0.01496 | 9.3393e-10 | 0.016803 | 0.0042632 | -9.3393e-10 | -0.016761 | -0.0042213 | -9.7989e-12 | 0.0044434 | 0.016707 | 9.7987e-12 | -0.0043595 | -0.016623 | 0 | -135.5988 | 44.4012 | 0 | 44.4012 | -135.5988 | 1.1724 | 1.1618 | 1.1525 | 1.1724 | 1.1576 | 1.1464 | 0.039575 | -120.7867 | 120.0861 | 0.039575 | -121.0196 | 120.1526
Line7_8_9 | 0 | 0 | 0 | 0 | 0 | 0 | 0 | 0 | 0 | 0 | 0 | 0 | 3.1131e-10 | 2.4544e-10 | 1.9507e-10 | -3.1131e-10 | -2.4544e-10 | -1.9507e-10 | -3.2663e-12 | 8.3087e-11 | -1.2317e-11 | 3.2663e-12 | -8.3087e-11 | 1.2317e-11 | 0 | 0 | 0 | 0 | 0 | 0 | 1.1724 | 1.1576 | 1.1464 | 1.1724 | 1.1576 | 1.1464 | 0.039575 | -121.0196 | 120.1526 | 0.039575 | -121.0196 | 120.1526
Line8_8_10 | 0 | 0 | 0 | 0 | 0 | 0 | 0 | 0 | 0 | 0 | 0 | 0 | 3.1131e-10 | 2.4544e-10 | 1.9507e-10 | -3.1131e-10 | -2.4544e-10 | -1.9507e-10 | -3.2663e-12 | 8.3087e-11 | -1.2317e-11 | 3.2663e-12 | -8.3087e-11 | 1.2317e-11 | 0 | 0 | 0 | 0 | 0 | 0 | 1.1724 | 1.1576 | 1.1464 | 1.1724 | 1.1576 | 1.1464 | 0.039575 | -121.0196 | 120.1526 | 0.039575 | -121.0196 | 120.1526
Line9_3_11 | 0.10774 | 0.10827 | 0.11012 | 0.10774 | 0.10827 | 0.11012 | 0.02488 | 0.025004 | 0.025432 | 0.02488 | 0.025004 | 0.025432 | -0.00099322 | -0.0017615 | -0.0012505 | 0.0011093 | 0.0018788 | 0.0013718 | -0.028526 | -0.028601 | -0.029033 | 0.028758 | 0.028835 | 0.029275 | 91.9175 | -26.7803 | -147.6717 | -88.0825 | 153.2197 | 32.3283 | 1.1472 | 1.146 | 1.1426 | 1.1567 | 1.1556 | 1.1524 | -0.076702 | -120.3047 | 119.862 | -0.29156 | -120.5081 | 119.6455

## LL_min_6
name | pf_ikss_a_from_ka | pf_ikss_b_from_ka | pf_ikss_c_from_ka | pf_ikss_a_to_ka | pf_ikss_b_to_ka | pf_ikss_c_to_ka | pf_skss_a_from_mw | pf_skss_b_from_mw | pf_skss_c_from_mw | pf_skss_a_to_mw | pf_skss_b_to_mw | pf_skss_c_to_mw | pf_p_a_from_mw | pf_p_b_from_mw | pf_p_c_from_mw | pf_p_a_to_mw | pf_p_b_to_mw | pf_p_c_to_mw | pf_q_a_from_mvar | pf_q_b_from_mvar | pf_q_c_from_mvar | pf_q_a_to_mvar | pf_q_b_to_mvar | pf_q_c_to_mvar | pf_ikss_a_from_degree | pf_ikss_b_from_degree | pf_ikss_c_from_degree | pf_ikss_a_to_degree | pf_ikss_b_to_degree | pf_ikss_c_to_degree | pf_vm_a_from_pu | pf_vm_b_from_pu | pf_vm_c_from_pu | pf_vm_a_to_pu | pf_vm_b_to_pu | pf_vm_c_to_pu | pf_va_a_from_degree | pf_va_b_from_degree | pf_va_c_from_degree | pf_va_a_to_degree | pf_va_b_to_degree | pf_va_c_to_degree
Line0_1_2 | 0.0018277 | 1.4533 | 1.4545 | 0.0018277 | 1.4533 | 1.4545 | 0.00042209 | 0.33563 | 0.3359 | 0.00042209 | 0.33563 | 0.3359 | -0.00038952 | 0.28972 | 0.035522 | 0.00038959 | -0.24917 | 0.0050963 | -9.525e-05 | 0.072693 | 0.26574 | 9.5316e-05 | -0.03045 | -0.22343 | 166.2754 | -142.7793 | 37.1648 | -13.7246 | 37.2207 | -142.8352 | 0.95004 | 0.88997 | 0.79818 | 0.95023 | 0.74791 | 0.66535 | 0.016174 | -128.6942 | 119.5512 | 0.023268 | -135.812 | 128.4714
Line10_11_12 | 0.00042042 | 0.0024973 | 0.0021139 | 0.00042042 | 0.0024973 | 0.0021139 | 9.7091e-05 | 0.00057673 | 0.00048818 | 9.7091e-05 | 0.00057673 | 0.00048818 | -8.8016e-05 | -0.00050282 | -9.6701e-05 | 8.8019e-05 | 0.00050294 | 9.6786e-05 | 2.7612e-05 | -0.00010444 | -0.00037769 | -2.7609e-05 | 0.00010457 | 0.00037778 | -162.5608 | 39.5932 | -136.1056 | 17.4392 | -140.4068 | 43.8944 | 0.95009 | 0.89047 | 0.79862 | 0.95011 | 0.89071 | 0.79884 | 0.021626 | -128.6724 | 119.5333 | 0.024352 | -128.6615 | 119.5244
Line11_12_13 | 0.00042042 | 0.0024973 | 0.0021139 | 0.00042042 | 0.0024973 | 0.0021139 | 9.7091e-05 | 0.00057673 | 0.00048818 | 9.7091e-05 | 0.00057673 | 0.00048818 | -8.8019e-05 | -0.00050294 | -9.6786e-05 | 8.8022e-05 | 0.00050306 | 9.6872e-05 | 2.7609e-05 | -0.00010457 | -0.00037778 | -2.7605e-05 | 0.00010469 | 0.00037787 | -162.5608 | 39.5932 | -136.1057 | 17.4392 | -140.4068 | 43.8943 | 0.95011 | 0.89071 | 0.79884 | 0.95013 | 0.89096 | 0.79906 | 0.024352 | -128.6615 | 119.5244 | 0.027078 | -128.6506 | 119.5154
Line12_13_15 | 0 | 0 | 0 | 0 | 0 | 0 | 0 | 0 | 0 | 0 | 0 | 0 | 1.3766e-12 | -4.727e-10 | -1.3264e-09 | -1.3766e-12 | 4.727e-10 | 1.3264e-09 | -4.6923e-12 | 1.4004e-09 | 7.0621e-11 | 4.6923e-12 | -1.4004e-09 | -7.0621e-11 | 0 | 0 | 0 | 0 | 0 | 0 | 0.95013 | 0.89096 | 0.79906 | 0.95013 | 0.89096 | 0.79906 | 0.027078 | -128.6506 | 119.5154 | 0.027078 | -128.6506 | 119.5154
Line13_13_14 | 0.00042042 | 0.0024973 | 0.0021139 | 0.00042042 | 0.0024973 | 0.0021139 | 9.7091e-05 | 0.00057673 | 0.00048818 | 9.7091e-05 | 0.00057673 | 0.00048818 | -8.8022e-05 | -0.00050306 | -9.687e-05 | 8.8026e-05 | 0.00050318 | 9.6956e-05 | 2.7605e-05 | -0.0001047 | -0.00037787 | -2.7601e-05 | 0.00010482 | 0.00037796 | -162.5608 | 39.593 | -136.1059 | 17.4392 | -140.407 | 43.8941 | 0.95013 | 0.89096 | 0.79906 | 0.95015 | 0.89121 | 0.79929 | 0.027078 | -128.6506 | 119.5154 | 0.029803 | -128.6397 | 119.5065
Line14_15_16 | 0 | 0 | 0 | 0 | 0 | 0 | 0 | 0 | 0 | 0 | 0 | 0 | 9.1771e-13 | -3.1514e-10 | -8.8425e-10 | -9.177e-13 | 3.1514e-10 | 8.8425e-10 | -3.1282e-12 | 9.3358e-10 | 4.7081e-11 | 3.1282e-12 | -9.3358e-10 | -4.7081e-11 | 0 | 0 | 0 | 0 | 0 | 0 | 0.95013 | 0.89096 | 0.79906 | 0.95013 | 0.89096 | 0.79906 | 0.027078 | -128.6506 | 119.5154 | 0.027078 | -128.6506 | 119.5154
Line15_16_17 | 0 | 0 | 0 | 0 | 0 | 0 | 0 | 0 | 0 | 0 | 0 | 0 | 4.5886e-13 | -1.5757e-10 | -4.4213e-10 | -4.5885e-13 | 1.5757e-10 | 4.4213e-10 | -1.5641e-12 | 4.6679e-10 | 2.3541e-11 | 1.5641e-12 | -4.6679e-10 | -2.3541e-11 | 0 | 0 | 0 | 0 | 0 | 0 | 0.95013 | 0.89096 | 0.79906 | 0.95013 | 0.89096 | 0.79906 | 0.027078 | -128.6506 | 119.5154 | 0.027078 | -128.6506 | 119.5154
Line16_4_18 | 0 | 0 | 0 | 0 | 0 | 0 | 0 | 0 | 0 | 0 | 0 | 0 | 2.2628e-13 | -1.5958e-10 | -4.4371e-10 | -2.2628e-13 | 1.5958e-10 | 4.4371e-10 | -1.0929e-12 | 4.6816e-10 | 2.2222e-11 | 1.0929e-12 | -4.6816e-10 | -2.2222e-11 | 0 | 0 | 0 | 0 | 0 | 0 | 0.95006 | 0.89022 | 0.7984 | 0.95006 | 0.89022 | 0.7984 | 0.018921 | -128.6833 | 119.5422 | 0.018921 | -128.6833 | 119.5422
Line17_5_19 | 0 | 0 | 0 | 0 | 0 | 0 | 0 | 0 | 0 | 0 | 0 | 0 | 1.4571e-13 | -1.6026e-10 | -4.4424e-10 | -1.4571e-13 | 1.6026e-10 | 4.4424e-10 | -9.3418e-13 | 4.6861e-10 | 2.1776e-11 | 9.3418e-13 | -4.6861e-10 | -2.1776e-11 | 0 | 0 | 0 | 0 | 0 | 0 | 0.95004 | 0.88997 | 0.79818 | 0.95004 | 0.88997 | 0.79818 | 0.016174 | -128.6942 | 119.5512 | 0.016174 | -128.6942 | 119.5512
Line1_1_3 | 0.00042042 | 0.0024973 | 0.0021139 | 0.00042042 | 0.0024973 | 0.0021139 | 9.7091e-05 | 0.00057673 | 0.00048818 | 9.7091e-05 | 0.00057673 | 0.00048818 | -8.8009e-05 | -0.00050259 | -9.653e-05 | 8.8012e-05 | 0.00050271 | 9.6616e-05 | 2.7619e-05 | -0.00010419 | -0.00037751 | -2.7616e-05 | 0.00010432 | 0.0003776 | -162.5608 | 39.5933 | -136.1055 | 17.4392 | -140.4067 | 43.8945 | 0.95004 | 0.88997 | 0.79818 | 0.95006 | 0.89022 | 0.7984 | 0.016174 | -128.6942 | 119.5512 | 0.0189 | -128.6833 | 119.5423
Line2_1_4 | 0.00042551 | 0.0025131 | 0.0021258 | 0.00042551 | 0.0025131 | 0.0021258 | 9.8268e-05 | 0.00058038 | 0.00049094 | 9.8268e-05 | 0.00058038 | 0.00049094 | -8.9307e-05 | -0.00050529 | -9.5813e-05 | 8.931e-05 | 0.00050541 | 9.59e-05 | 2.7206e-05 | -0.00010714 | -0.00037996 | -2.7202e-05 | 0.00010727 | 0.00038005 | -163.0414 | 39.3341 | -136.2959 | 16.9586 | -140.6659 | 43.7041 | 0.95004 | 0.88997 | 0.79818 | 0.95006 | 0.89022 | 0.7984 | 0.016174 | -128.6942 | 119.5512 | 0.018921 | -128.6833 | 119.5422
Line3_1_5 | 0 | 0 | 0 | 0 | 0 | 0 | 0 | 0 | 0 | 0 | 0 | 0 | 2.9146e-13 | -3.2053e-10 | -8.8848e-10 | -2.9146e-13 | 3.2053e-10 | 8.8848e-10 | -1.8683e-12 | 9.3722e-10 | 4.3552e-11 | 1.8683e-12 | -9.3722e-10 | -4.3552e-11 | 0 | 0 | 0 | 0 | 0 | 0 | 0.95004 | 0.88997 | 0.79818 | 0.95004 | 0.88997 | 0.79818 | 0.016174 | -128.6942 | 119.5512 | 0.016174 | -128.6942 | 119.5512
Line4_2_6 | 0.0018277 | 1.4533 | 1.4545 | 0.0018277 | 1.4533 | 1.4545 | 0.00042209 | 0.33563 | 0.3359 | 0.00042209 | 0.33563 | 0.3359 | -0.00038959 | 0.24917 | -0.0050963 | 0.00038965 | -0.20862 | 0.045714 | -9.5316e-05 | 0.03045 | 0.22343 | 9.5383e-05 | 0.011794 | -0.18112 | 166.2754 | -142.7793 | 37.1648 | -13.7246 | 37.2207 | -142.8352 | 0.95023 | 0.74791 | 0.66535 | 0.95041 | 0.62255 | 0.55613 | 0.023268 | -135.812 | 128.4714 | 0.03036 | -146.0149 | 141.33
Line5_6_7 | 0.0018277 | 1.4533 | 1.4545 | 0.0018277 | 1.4533 | 1.4545 | 0.00042209 | 0.33563 | 0.3359 | 0.00042209 | 0.33563 | 0.3359 | -0.00038965 | 0.20862 | -0.045714 | 0.00038972 | -0.16806 | 0.086332 | -9.5383e-05 | -0.011794 | 0.18112 | 9.545e-05 | 0.054037 | -0.13881 | 166.2754 | -142.7793 | 37.1648 | -13.7246 | 37.2207 | -142.8352 | 0.95041 | 0.62255 | 0.55613 | 0.9506 | 0.52598 | 0.48666 | 0.03036 | -146.0149 | 141.33 | 0.037449 | -160.6035 | 159.0437
Line6_7_8 | 0 | 1.4628 | 1.4628 | 0 | 1.4628 | 1.4628 | 0 | 0.33782 | 0.33782 | 0 | 0.33782 | 0.33782 | 6.2495e-12 | 0.16935 | -0.087179 | -6.2495e-12 | -0.12826 | 0.12826 | -6.4926e-12 | -0.053795 | 0.13939 | 6.4926e-12 | 0.09659 | -0.09659 | 0 | -142.9803 | 37.0197 | 0 | 37.0197 | -142.9803 | 0.9506 | 0.52598 | 0.48666 | 0.9506 | 0.4753 | 0.4753 | 0.037449 | -160.6035 | 159.0437 | 0.037449 | -179.9626 | -179.9626
Line7_8_9 | 0 | 0 | 0 | 0 | 0 | 0 | 0 | 0 | 0 | 0 | 0 | 0 | 2.0832e-12 | -4.1632e-13 | 1.458e-12 | -2.0832e-12 | 4.1615e-13 | -1.4579e-12 | -2.1643e-12 | 1.4333e-09 | -1.4344e-09 | 2.1641e-12 | -1.4333e-09 | 1.4344e-09 | 0 | 0 | 0 | 0 | 0 | 0 | 0.9506 | 0.4753 | 0.4753 | 0.9506 | 0.4753 | 0.4753 | 0.037449 | -179.9626 | -179.9626 | 0.037449 | -179.9626 | -179.9626
Line8_8_10 | 0 | 0 | 0 | 0 | 0 | 0 | 0 | 0 | 0 | 0 | 0 | 0 | 2.0832e-12 | -4.1647e-13 | 1.4579e-12 | -2.0832e-12 | 4.1643e-13 | -1.4579e-12 | -2.1643e-12 | 1.4333e-09 | -1.4344e-09 | 2.1643e-12 | -1.4333e-09 | 1.4344e-09 | 0 | 0 | 0 | 0 | 0 | 0 | 0.9506 | 0.4753 | 0.4753 | 0.9506 | 0.4753 | 0.4753 | 0.037449 | -179.9626 | -179.9626 | 0.037449 | -179.9626 | -179.9626
Line9_3_11 | 0.00042042 | 0.0024973 | 0.0021139 | 0.00042042 | 0.0024973 | 0.0021139 | 9.7091e-05 | 0.00057673 | 0.00048818 | 9.7091e-05 | 0.00057673 | 0.00048818 | -8.8012e-05 | -0.00050271 | -9.6615e-05 | 8.8016e-05 | 0.00050283 | 9.6701e-05 | 2.7616e-05 | -0.00010432 | -0.0003776 | -2.7612e-05 | 0.00010444 | 0.00037769 | -162.5608 | 39.5933 | -136.1056 | 17.4392 | -140.4067 | 43.8944 | 0.95006 | 0.89022 | 0.7984 | 0.95009 | 0.89047 | 0.79862 | 0.0189 | -128.6833 | 119.5423 | 0.021626 | -128.6724 | 119.5333

## LL_min_10
name | pf_ikss_a_from_ka | pf_ikss_b_from_ka | pf_ikss_c_from_ka | pf_ikss_a_to_ka | pf_ikss_b_to_ka | pf_ikss_c_to_ka | pf_skss_a_from_mw | pf_skss_b_from_mw | pf_skss_c_from_mw | pf_skss_a_to_mw | pf_skss_b_to_mw | pf_skss_c_to_mw | pf_p_a_from_mw | pf_p_b_from_mw | pf_p_c_from_mw | pf_p_a_to_mw | pf_p_b_to_mw | pf_p_c_to_mw | pf_q_a_from_mvar | pf_q_b_from_mvar | pf_q_c_from_mvar | pf_q_a_to_mvar | pf_q_b_to_mvar | pf_q_c_to_mvar | pf_ikss_a_from_degree | pf_ikss_b_from_degree | pf_ikss_c_from_degree | pf_ikss_a_to_degree | pf_ikss_b_to_degree | pf_ikss_c_to_degree | pf_vm_a_from_pu | pf_vm_b_from_pu | pf_vm_c_from_pu | pf_vm_a_to_pu | pf_vm_b_to_pu | pf_vm_c_to_pu | pf_va_a_from_degree | pf_va_b_from_degree | pf_va_c_from_degree | pf_va_a_to_degree | pf_va_b_to_degree | pf_va_c_to_degree
Line0_1_2 | 0.0017315 | 1.3768 | 1.3779 | 0.0017315 | 1.3768 | 1.3779 | 0.00039987 | 0.31797 | 0.31822 | 0.00039987 | 0.31797 | 0.31822 | -0.0003496 | 0.26003 | 0.031881 | 0.00034966 | -0.22363 | 0.004574 | -8.5487e-05 | 0.065243 | 0.23851 | 8.5547e-05 | -0.027329 | -0.20053 | 166.2754 | -142.7793 | 37.1648 | -13.7246 | 37.2207 | -142.8352 | 0.90004 | 0.84313 | 0.75617 | 0.90022 | 0.70855 | 0.63034 | 0.016174 | -128.6942 | 119.5512 | 0.023268 | -135.812 | 128.4714
Line10_11_12 | 0.00039829 | 0.0023659 | 0.0020026 | 0.00039829 | 0.0023659 | 0.0020026 | 9.1981e-05 | 0.00054638 | 0.00046249 | 9.1981e-05 | 0.00054638 | 0.00046249 | -7.8995e-05 | -0.00045129 | -8.6789e-05 | 7.8998e-05 | 0.0004514 | 8.6866e-05 | 2.4782e-05 | -9.374e-05 | -0.00033898 | -2.4779e-05 | 9.3852e-05 | 0.00033906 | -162.5608 | 39.5932 | -136.1056 | 17.4392 | -140.4068 | 43.8944 | 0.90008 | 0.8436 | 0.75659 | 0.9001 | 0.84383 | 0.7568 | 0.021626 | -128.6724 | 119.5333 | 0.024352 | -128.6615 | 119.5244
Line11_12_13 | 0.00039829 | 0.0023659 | 0.0020026 | 0.00039829 | 0.0023659 | 0.0020026 | 9.1981e-05 | 0.00054638 | 0.00046249 | 9.1981e-05 | 0.00054638 | 0.00046249 | -7.8998e-05 | -0.0004514 | -8.6866e-05 | 7.9001e-05 | 0.0004515 | 8.6943e-05 | 2.4779e-05 | -9.3852e-05 | -0.00033906 | -2.4776e-05 | 9.3964e-05 | 0.00033914 | -162.5608 | 39.5932 | -136.1057 | 17.4392 | -140.4068 | 43.8943 | 0.9001 | 0.84383 | 0.7568 | 0.90012 | 0.84407 | 0.75701 | 0.024352 | -128.6615 | 119.5244 | 0.027078 | -128.6506 | 119.5154
Line12_13_15 | 0 | 0 | 0 | 0 | 0 | 0 | 0 | 0 | 0 | 0 | 0 | 0 | 1.2355e-12 | -4.2425e-10 | -1.1904e-09 | -1.2355e-12 | 4.2425e-10 | 1.1904e-09 | -4.2114e-12 | 1.2568e-09 | 6.3383e-11 | 4.2114e-12 | -1.2568e-09 | -6.3383e-11 | 0 | 0 | 0 | 0 | 0 | 0 | 0.90012 | 0.84407 | 0.75701 | 0.90012 | 0.84407 | 0.75701 | 0.027078 | -128.6506 | 119.5154 | 0.027078 | -128.6506 | 119.5154
Line13_13_14 | 0.00039829 | 0.0023659 | 0.0020026 | 0.00039829 | 0.0023659 | 0.0020026 | 9.1981e-05 | 0.00054637 | 0.00046249 | 9.1981e-05 | 0.00054637 | 0.00046249 | -7.9001e-05 | -0.0004515 | -8.6941e-05 | 7.9004e-05 | 0.00045161 | 8.7018e-05 | 2.4776e-05 | -9.3966e-05 | -0.00033914 | -2.4773e-05 | 9.4078e-05 | 0.00033922 | -162.5608 | 39.593 | -136.1059 | 17.4392 | -140.407 | 43.8941 | 0.90012 | 0.84407 | 0.75701 | 0.90015 | 0.8443 | 0.75722 | 0.027078 | -128.6506 | 119.5154 | 0.029803 | -128.6397 | 119.5065
Line14_15_16 | 0 | 0 | 0 | 0 | 0 | 0 | 0 | 0 | 0 | 0 | 0 | 0 | 8.2364e-13 | -2.8284e-10 | -7.9362e-10 | -8.2364e-13 | 2.8284e-10 | 7.9362e-10 | -2.8076e-12 | 8.379e-10 | 4.2256e-11 | 2.8076e-12 | -8.379e-10 | -4.2256e-11 | 0 | 0 | 0 | 0 | 0 | 0 | 0.90012 | 0.84407 | 0.75701 | 0.90012 | 0.84407 | 0.75701 | 0.027078 | -128.6506 | 119.5154 | 0.027078 | -128.6506 | 119.5154
Line15_16_17 | 0 | 0 | 0 | 0 | 0 | 0 | 0 | 0 | 0 | 0 | 0 | 0 | 4.1181e-13 | -1.4142e-10 | -3.9681e-10 | -4.1181e-13 | 1.4142e-10 | 3.9681e-10 | -1.4038e-12 | 4.1895e-10 | 2.1128e-11 | 1.4038e-12 | -4.1895e-10 | -2.1128e-11 | 0 | 0 | 0 | 0 | 0 | 0 | 0.90012 | 0.84407 | 0.75701 | 0.90012 | 0.84407 | 0.75701 | 0.027078 | -128.6506 | 119.5154 | 0.027078 | -128.6506 | 119.5154
Line16_4_18 | 0 | 0 | 0 | 0 | 0 | 0 | 0 | 0 | 0 | 0 | 0 | 0 | 2.0308e-13 | -1.4323e-10 | -3.9823e-10 | -2.0308e-13 | 1.4323e-10 | 3.9823e-10 | -9.8087e-13 | 4.2017e-10 | 1.9944e-11 | 9.8088e-13 | -4.2017e-10 | -1.9945e-11 | 0 | 0 | 0 | 0 | 0 | 0 | 0.90006 | 0.84337 | 0.75638 | 0.90006 | 0.84337 | 0.75638 | 0.018921 | -128.6833 | 119.5422 | 0.018921 | -128.6833 | 119.5422
Line17_5_19 | 0 | 0 | 0 | 0 | 0 | 0 | 0 | 0 | 0 | 0 | 0 | 0 | 1.3078e-13 | -1.4384e-10 | -3.9871e-10 | -1.3077e-13 | 1.4384e-10 | 3.9871e-10 | -8.384e-13 | 4.2058e-10 | 1.9544e-11 | 8.384e-13 | -4.2058e-10 | -1.9544e-11 | 0 | 0 | 0 | 0 | 0 | 0 | 0.90004 | 0.84313 | 0.75617 | 0.90004 | 0.84313 | 0.75617 | 0.016174 | -128.6942 | 119.5512 | 0.016174 | -128.6942 | 119.5512
Line1_1_3 | 0.00039829 | 0.0023659 | 0.0020026 | 0.00039829 | 0.0023659 | 0.0020026 | 9.1981e-05 | 0.00054638 | 0.00046249 | 9.1981e-05 | 0.00054638 | 0.00046249 | -7.8988e-05 | -0.00045107 | -8.6636e-05 | 7.8992e-05 | 0.00045118 | 8.6713e-05 | 2.4788e-05 | -9.3515e-05 | -0.00033882 | -2.4785e-05 | 9.3627e-05 | 0.0003389 | -162.5608 | 39.5933 | -136.1055 | 17.4392 | -140.4067 | 43.8945 | 0.90004 | 0.84313 | 0.75617 | 0.90006 | 0.84337 | 0.75638 | 0.016174 | -128.6942 | 119.5512 | 0.0189 | -128.6833 | 119.5423
Line2_1_4 | 0.00040312 | 0.0023809 | 0.0020139 | 0.00040312 | 0.0023809 | 0.0020139 | 9.3096e-05 | 0.00054984 | 0.0004651 | 9.3096e-05 | 0.00054984 | 0.0004651 | -8.0154e-05 | -0.0004535 | -8.5993e-05 | 8.0157e-05 | 0.00045361 | 8.6071e-05 | 2.4417e-05 | -9.6161e-05 | -0.00034102 | -2.4414e-05 | 9.6274e-05 | 0.0003411 | -163.0414 | 39.3341 | -136.2959 | 16.9586 | -140.6659 | 43.7041 | 0.90004 | 0.84313 | 0.75617 | 0.90006 | 0.84337 | 0.75638 | 0.016174 | -128.6942 | 119.5512 | 0.018921 | -128.6833 | 119.5422
Line3_1_5 | 0 | 0 | 0 | 0 | 0 | 0 | 0 | 0 | 0 | 0 | 0 | 0 | 2.6159e-13 | -2.8768e-10 | -7.9742e-10 | -2.6159e-13 | 2.8768e-10 | 7.9742e-10 | -1.6768e-12 | 8.4116e-10 | 3.9088e-11 | 1.6768e-12 | -8.4116e-10 | -3.9088e-11 | 0 | 0 | 0 | 0 | 0 | 0 | 0.90004 | 0.84313 | 0.75617 | 0.90004 | 0.84313 | 0.75617 | 0.016174 | -128.6942 | 119.5512 | 0.016174 | -128.6942 | 119.5512
Line4_2_6 | 0.0017315 | 1.3768 | 1.3779 | 0.0017315 | 1.3768 | 1.3779 | 0.00039987 | 0.31797 | 0.31822 | 0.00039987 | 0.31797 | 0.31822 | -0.00034966 | 0.22363 | -0.004574 | 0.00034972 | -0.18723 | 0.041029 | -8.5547e-05 | 0.027329 | 0.20053 | 8.5607e-05 | 0.010585 | -0.16256 | 166.2754 | -142.7793 | 37.1648 | -13.7246 | 37.2207 | -142.8352 | 0.90022 | 0.70855 | 0.63034 | 0.90039 | 0.58979 | 0.52686 | 0.023268 | -135.812 | 128.4714 | 0.03036 | -146.0149 | 141.33
Line5_6_7 | 0.0017315 | 1.3768 | 1.3779 | 0.0017315 | 1.3768 | 1.3779 | 0.00039987 | 0.31797 | 0.31822 | 0.00039987 | 0.31797 | 0.31822 | -0.00034972 | 0.18723 | -0.041029 | 0.00034977 | -0.15084 | 0.077484 | -8.5607e-05 | -0.010585 | 0.16256 | 8.5667e-05 | 0.048499 | -0.12459 | 166.2754 | -142.7793 | 37.1648 | -13.7246 | 37.2207 | -142.8352 | 0.90039 | 0.58979 | 0.52686 | 0.90057 | 0.4983 | 0.46105 | 0.03036 | -146.0149 | 141.33 | 0.037449 | -160.6035 | 159.0437
Line6_7_8 | 0 | 1.3858 | 1.3858 | 0 | 1.3858 | 1.3858 | 0 | 0.32004 | 0.32004 | 0 | 0.32004 | 0.32004 | 5.6089e-12 | 0.15199 | -0.078244 | -5.6089e-12 | -0.11512 | 0.11512 | -5.8271e-12 | -0.048281 | 0.1251 | 5.8271e-12 | 0.08669 | -0.08669 | 0 | -142.9803 | 37.0197 | 0 | 37.0197 | -142.9803 | 0.90057 | 0.4983 | 0.46105 | 0.90057 | 0.45028 | 0.45028 | 0.037449 | -160.6035 | 159.0437 | 0.037449 | -179.9626 | -179.9626
Line7_8_9 | 0 | 0 | 0 | 0 | 0 | 0 | 0 | 0 | 0 | 0 | 0 | 0 | 1.8697e-12 | -3.737e-13 | 1.3087e-12 | -1.8696e-12 | 3.734e-13 | -1.3084e-12 | -1.9424e-12 | 1.2864e-09 | -1.2873e-09 | 1.9424e-12 | -1.2864e-09 | 1.2873e-09 | 0 | 0 | 0 | 0 | 0 | 0 | 0.90057 | 0.45028 | 0.45028 | 0.90057 | 0.45028 | 0.45028 | 0.037449 | -179.9626 | -179.9626 | 0.037449 | -179.9626 | -179.9626
Line8_8_10 | 0 | 0 | 0 | 0 | 0 | 0 | 0 | 0 | 0 | 0 | 0 | 0 | 1.8697e-12 | -3.737e-13 | 1.3085e-12 | -1.8697e-12 | 3.7357e-13 | -1.3084e-12 | -1.9424e-12 | 1.2864e-09 | -1.2873e-09 | 1.9424e-12 | -1.2864e-09 | 1.2873e-09 | 0 | 0 | 0 | 0 | 0 | 0 | 0.90057 | 0.45028 | 0.45028 | 0.90057 | 0.45028 | 0.45028 | 0.037449 | -179.9626 | -179.9626 | 0.037449 | -179.9626 | -179.9626
Line9_3_11 | 0.00039829 | 0.0023659 | 0.0020026 | 0.00039829 | 0.0023659 | 0.0020026 | 9.1981e-05 | 0.00054638 | 0.00046249 | 9.1981e-05 | 0.00054638 | 0.00046249 | -7.8992e-05 | -0.00045118 | -8.6713e-05 | 7.8995e-05 | 0.00045129 | 8.679e-05 | 2.4785e-05 | -9.3628e-05 | -0.0003389 | -2.4782e-05 | 9.374e-05 | 0.00033898 | -162.5608 | 39.5933 | -136.1056 | 17.4392 | -140.4067 | 43.8944 | 0.90006 | 0.84337 | 0.75638 | 0.90008 | 0.8436 | 0.75659 | 0.0189 | -128.6833 | 119.5423 | 0.021626 | -128.6724 | 119.5333

## LL_min_fault_6
name | pf_ikss_a_from_ka | pf_ikss_b_from_ka | pf_ikss_c_from_ka | pf_ikss_a_to_ka | pf_ikss_b_to_ka | pf_ikss_c_to_ka | pf_skss_a_from_mw | pf_skss_b_from_mw | pf_skss_c_from_mw | pf_skss_a_to_mw | pf_skss_b_to_mw | pf_skss_c_to_mw | pf_p_a_from_mw | pf_p_b_from_mw | pf_p_c_from_mw | pf_p_a_to_mw | pf_p_b_to_mw | pf_p_c_to_mw | pf_q_a_from_mvar | pf_q_b_from_mvar | pf_q_c_from_mvar | pf_q_a_to_mvar | pf_q_b_to_mvar | pf_q_c_to_mvar | pf_ikss_a_from_degree | pf_ikss_b_from_degree | pf_ikss_c_from_degree | pf_ikss_a_to_degree | pf_ikss_b_to_degree | pf_ikss_c_to_degree | pf_vm_a_from_pu | pf_vm_b_from_pu | pf_vm_c_from_pu | pf_vm_a_to_pu | pf_vm_b_to_pu | pf_vm_c_to_pu | pf_va_a_from_degree | pf_va_b_from_degree | pf_va_c_from_degree | pf_va_a_to_degree | pf_va_b_to_degree | pf_va_c_to_degree
Line0_1_2 | 6.4788e-05 | 0.051518 | 0.051558 | 6.4788e-05 | 0.051518 | 0.051558 | 1.4962e-05 | 0.011897 | 0.011907 | 1.4962e-05 | 0.011897 | 0.011907 | -1.4135e-05 | 0.010908 | 0.0028962 | 1.4136e-05 | -0.010857 | -0.0028451 | -1.4924e-06 | 0.002877 | 0.010869 | 1.4925e-06 | -0.0028239 | -0.010816 | 173.9737 | -135.081 | 44.8631 | -6.0263 | 44.919 | -135.1369 | 0.95 | 0.94818 | 0.9447 | 0.95001 | 0.94291 | 0.93928 | 0.00058015 | -120.3057 | 119.943 | 0.00088256 | -120.5015 | 120.1255
Line10_11_12 | 1.4903e-05 | 8.8525e-05 | 7.4933e-05 | 1.4903e-05 | 8.8525e-05 | 7.4933e-05 | 3.4417e-06 | 2.0444e-05 | 1.7305e-05 | 3.4417e-06 | 2.0444e-05 | 1.7305e-05 | -2.96e-06 | -1.8932e-05 | -6.0315e-06 | 2.96e-06 | 1.8933e-05 | 6.0316e-06 | 1.3889e-06 | -4.1638e-06 | -1.5195e-05 | -1.3889e-06 | 4.1639e-06 | 1.5195e-05 | -154.8624 | 47.2916 | -128.4073 | 25.1376 | -132.7084 | 51.5927 | 0.95 | 0.9482 | 0.94471 | 0.95 | 0.94821 | 0.94472 | 0.00078457 | -120.305 | 119.9425 | 0.00088678 | -120.3047 | 119.9423
Line11_12_13 | 1.4903e-05 | 8.8525e-05 | 7.4933e-05 | 1.4903e-05 | 8.8525e-05 | 7.4933e-05 | 3.4417e-06 | 2.0444e-05 | 1.7305e-05 | 3.4417e-06 | 2.0444e-05 | 1.7305e-05 | -2.96e-06 | -1.8933e-05 | -6.0316e-06 | 2.96e-06 | 1.8933e-05 | 6.0317e-06 | 1.3889e-06 | -4.1639e-06 | -1.5195e-05 | -1.3889e-06 | 4.1641e-06 | 1.5195e-05 | -154.8624 | 47.2915 | -128.4073 | 25.1376 | -132.7085 | 51.5927 | 0.95 | 0.94821 | 0.94472 | 0.95 | 0.94822 | 0.94473 | 0.00088678 | -120.3047 | 119.9423 | 0.00098899 | -120.3043 | 119.9421
Line12_13_15 | 0 | 0 | 0 | 0 | 0 | 0 | 0 | 0 | 0 | 0 | 0 | 0 | 2.5993e-14 | -1.843e-11 | -5.4767e-11 | -2.5993e-14 | 1.843e-11 | 5.4767e-11 | -1.7136e-13 | 5.2626e-11 | 9.972e-12 | 1.7136e-13 | -5.2626e-11 | -9.972e-12 | 0 | 0 | 0 | 0 | 0 | 0 | 0.95 | 0.94822 | 0.94473 | 0.95 | 0.94822 | 0.94473 | 0.00098899 | -120.3043 | 119.9421 | 0.00098899 | -120.3043 | 119.9421
Line13_13_14 | 1.4903e-05 | 8.8525e-05 | 7.4933e-05 | 1.4903e-05 | 8.8525e-05 | 7.4933e-05 | 3.4417e-06 | 2.0444e-05 | 1.7305e-05 | 3.4417e-06 | 2.0444e-05 | 1.7305e-05 | -2.96e-06 | -1.8933e-05 | -6.0316e-06 | 2.96e-06 | 1.8933e-05 | 6.0317e-06 | 1.3889e-06 | -4.1642e-06 | -1.5195e-05 | -1.3889e-06 | 4.1643e-06 | 1.5195e-05 | -154.8624 | 47.2913 | -128.4076 | 25.1376 | -132.7087 | 51.5924 | 0.95 | 0.94822 | 0.94473 | 0.95 | 0.94823 | 0.94474 | 0.00098899 | -120.3043 | 119.9421 | 0.0010912 | -120.3039 | 119.9419
Line14_15_16 | 0 | 0 | 0 | 0 | 0 | 0 | 0 | 0 | 0 | 0 | 0 | 0 | 1.7329e-14 | -1.2286e-11 | -3.6511e-11 | -1.7329e-14 | 1.2286e-11 | 3.6511e-11 | -1.1424e-13 | 3.5084e-11 | 6.648e-12 | 1.1424e-13 | -3.5084e-11 | -6.648e-12 | 0 | 0 | 0 | 0 | 0 | 0 | 0.95 | 0.94822 | 0.94473 | 0.95 | 0.94822 | 0.94473 | 0.00098899 | -120.3043 | 119.9421 | 0.00098899 | -120.3043 | 119.9421
Line15_16_17 | 0 | 0 | 0 | 0 | 0 | 0 | 0 | 0 | 0 | 0 | 0 | 0 | 8.6648e-15 | -6.1432e-12 | -1.8256e-11 | -8.665e-15 | 6.1432e-12 | 1.8256e-11 | -5.7118e-14 | 1.7542e-11 | 3.324e-12 | 5.7119e-14 | -1.7542e-11 | -3.324e-12 | 0 | 0 | 0 | 0 | 0 | 0 | 0.95 | 0.94822 | 0.94473 | 0.95 | 0.94822 | 0.94473 | 0.00098899 | -120.3043 | 119.9421 | 0.00098899 | -120.3043 | 119.9421
Line16_4_18 | 0 | 0 | 0 | 0 | 0 | 0 | 0 | 0 | 0 | 0 | 0 | 0 | 2.7462e-15 | -6.2345e-12 | -1.8342e-11 | -2.7464e-15 | 6.2345e-12 | 1.8342e-11 | -3.9464e-14 | 1.7603e-11 | 3.2886e-12 | 3.9464e-14 | -1.7603e-11 | -3.2886e-12 | 0 | 0 | 0 | 0 | 0 | 0 | 0.95 | 0.94819 | 0.9447 | 0.95 | 0.94819 | 0.9447 | 0.0006833 | -120.3054 | 119.9427 | 0.0006833 | -120.3054 | 119.9427
Line17_5_19 | 0 | 0 | 0 | 0 | 0 | 0 | 0 | 0 | 0 | 0 | 0 | 0 | 6.7327e-16 | -6.2654e-12 | -1.837e-11 | -6.7354e-16 | 6.2654e-12 | 1.837e-11 | -3.3506e-14 | 1.7624e-11 | 3.2766e-12 | 3.3506e-14 | -1.7624e-11 | -3.2766e-12 | 0 | 0 | 0 | 0 | 0 | 0 | 0.95 | 0.94818 | 0.9447 | 0.95 | 0.94818 | 0.9447 | 0.00058015 | -120.3057 | 119.943 | 0.00058015 | -120.3057 | 119.943
Line1_1_3 | 1.4903e-05 | 8.8525e-05 | 7.4933e-05 | 1.4903e-05 | 8.8525e-05 | 7.4933e-05 | 3.4417e-06 | 2.0444e-05 | 1.7305e-05 | 3.4417e-06 | 2.0444e-05 | 1.7305e-05 | -2.96e-06 | -1.8932e-05 | -6.0313e-06 | 2.96e-06 | 1.8932e-05 | 6.0314e-06 | 1.3889e-06 | -4.1634e-06 | -1.5195e-05 | -1.3889e-06 | 4.1636e-06 | 1.5195e-05 | -154.8624 | 47.2917 | -128.4071 | 25.1376 | -132.7083 | 51.5929 | 0.95 | 0.94818 | 0.9447 | 0.95 | 0.94819 | 0.9447 | 0.00058015 | -120.3057 | 119.943 | 0.00068236 | -120.3054 | 119.9427
Line2_1_4 | 1.5084e-05 | 8.9085e-05 | 7.5356e-05 | 1.5084e-05 | 8.9085e-05 | 7.5356e-05 | 3.4834e-06 | 2.0573e-05 | 1.7403e-05 | 3.4834e-06 | 2.0573e-05 | 1.7403e-05 | -3.0075e-06 | -1.9033e-05 | -6.0146e-06 | 3.0075e-06 | 1.9033e-05 | 6.0147e-06 | 1.3805e-06 | -4.2759e-06 | -1.5301e-05 | -1.3805e-06 | 4.2761e-06 | 1.5301e-05 | -155.3431 | 47.0324 | -128.5976 | 24.6569 | -132.9676 | 51.4024 | 0.95 | 0.94818 | 0.9447 | 0.95 | 0.94819 | 0.9447 | 0.00058015 | -120.3057 | 119.943 | 0.0006833 | -120.3054 | 119.9427
Line3_1_5 | 0 | 0 | 0 | 0 | 0 | 0 | 0 | 0 | 0 | 0 | 0 | 0 | 1.3484e-15 | -1.2531e-11 | -3.6741e-11 | -1.3487e-15 | 1.2531e-11 | 3.6741e-11 | -6.7013e-14 | 3.5247e-11 | 6.5531e-12 | 6.7013e-14 | -3.5247e-11 | -6.5531e-12 | 0 | 0 | 0 | 0 | 0 | 0 | 0.95 | 0.94818 | 0.9447 | 0.95 | 0.94818 | 0.9447 | 0.00058015 | -120.3057 | 119.943 | 0.00058015 | -120.3057 | 119.943
Line4_2_6 | 6.4788e-05 | 0.051518 | 0.051558 | 6.4788e-05 | 0.051518 | 0.051558 | 1.4962e-05 | 0.011897 | 0.011907 | 1.4962e-05 | 0.011897 | 0.011907 | -1.4136e-05 | 0.010857 | 0.0028451 | 1.4136e-05 | -0.010806 | -0.0027941 | -1.4925e-06 | 0.0028239 | 0.010816 | 1.4926e-06 | -0.0027708 | -0.010763 | 173.9737 | -135.081 | 44.8631 | -6.0263 | 44.919 | -135.1369 | 0.95001 | 0.94291 | 0.93928 | 0.95001 | 0.93765 | 0.93388 | 0.00088256 | -120.5015 | 120.1255 | 0.001185 | -120.6995 | 120.3101
Line5_6_7 | 6.4788e-05 | 0.051518 | 0.051558 | 6.4788e-05 | 0.051518 | 0.051558 | 1.4962e-05 | 0.011897 | 0.011907 | 1.4962e-05 | 0.011897 | 0.011907 | -1.4136e-05 | 0.010806 | 0.0027941 | 1.4136e-05 | -0.010755 | -0.0027431 | -1.4926e-06 | 0.0027708 | 0.010763 | 1.4926e-06 | -0.0027177 | -0.01071 | 173.9737 | -135.081 | 44.8631 | -6.0263 | 44.919 | -135.1369 | 0.95001 | 0.93765 | 0.93388 | 0.95002 | 0.9324 | 0.92848 | 0.001185 | -120.6995 | 120.3101 | 0.0014874 | -120.8997 | 120.4969
Line6_7_8 | 0 | 0.051853 | 0.051853 | 0 | 0.051853 | 0.051853 | 0 | 0.011975 | 0.011975 | 0 | 0.011975 | 0.011975 | 1.8843e-13 | 0.010815 | 0.0027314 | -1.8843e-13 | -0.010764 | -0.0026798 | -2.5771e-13 | 0.0027734 | 0.010778 | 2.5771e-13 | -0.0027196 | -0.010724 | 0 | -135.282 | 44.718 | 0 | 44.718 | -135.282 | 0.95002 | 0.9324 | 0.92848 | 0.95002 | 0.92711 | 0.92308 | 0.0014874 | -120.8997 | 120.4969 | 0.0014874 | -121.1023 | 120.6878
Line7_8_9 | 0 | 0 | 0 | 0 | 0 | 0 | 0 | 0 | 0 | 0 | 0 | 0 | 6.2809e-14 | -7.7211e-11 | -9.0889e-11 | -6.2809e-14 | 7.7211e-11 | 9.0889e-11 | -8.5902e-14 | 6.2127e-11 | -3.8599e-11 | 8.59e-14 | -6.2127e-11 | 3.8599e-11 | 0 | 0 | 0 | 0 | 0 | 0 | 0.95002 | 0.92711 | 0.92308 | 0.95002 | 0.92711 | 0.92308 | 0.0014874 | -121.1023 | 120.6878 | 0.0014874 | -121.1023 | 120.6878
Line8_8_10 | 0 | 0 | 0 | 0 | 0 | 0 | 0 | 0 | 0 | 0 | 0 | 0 | 6.2812e-14 | -7.7211e-11 | -9.0889e-11 | -6.2812e-14 | 7.7211e-11 | 9.0889e-11 | -8.5902e-14 | 6.2127e-11 | -3.8599e-11 | 8.5902e-14 | -6.2127e-11 | 3.8599e-11 | 0 | 0 | 0 | 0 | 0 | 0 | 0.95002 | 0.92711 | 0.92308 | 0.95002 | 0.92711 | 0.92308 | 0.0014874 | -121.1023 | 120.6878 | 0.0014874 | -121.1023 | 120.6878
Line9_3_11 | 1.4903e-05 | 8.8525e-05 | 7.4933e-05 | 1.4903e-05 | 8.8525e-05 | 7.4933e-05 | 3.4417e-06 | 2.0444e-05 | 1.7305e-05 | 3.4417e-06 | 2.0444e-05 | 1.7305e-05 | -2.96e-06 | -1.8932e-05 | -6.0314e-06 | 2.96e-06 | 1.8932e-05 | 6.0315e-06 | 1.3889e-06 | -4.1636e-06 | -1.5195e-05 | -1.3889e-06 | 4.1637e-06 | 1.5195e-05 | -154.8624 | 47.2916 | -128.4072 | 25.1376 | -132.7084 | 51.5928 | 0.95 | 0.94819 | 0.9447 | 0.95 | 0.9482 | 0.94471 | 0.00068236 | -120.3054 | 119.9427 | 0.00078457 | -120.305 | 119.9425

## LL_min_fault_10
name | pf_ikss_a_from_ka | pf_ikss_b_from_ka | pf_ikss_c_from_ka | pf_ikss_a_to_ka | pf_ikss_b_to_ka | pf_ikss_c_to_ka | pf_skss_a_from_mw | pf_skss_b_from_mw | pf_skss_c_from_mw | pf_skss_a_to_mw | pf_skss_b_to_mw | pf_skss_c_to_mw | pf_p_a_from_mw | pf_p_b_from_mw | pf_p_c_from_mw | pf_p_a_to_mw | pf_p_b_to_mw | pf_p_c_to_mw | pf_q_a_from_mvar | pf_q_b_from_mvar | pf_q_c_from_mvar | pf_q_a_to_mvar | pf_q_b_to_mvar | pf_q_c_to_mvar | pf_ikss_a_from_degree | pf_ikss_b_from_degree | pf_ikss_c_from_degree | pf_ikss_a_to_degree | pf_ikss_b_to_degree | pf_ikss_c_to_degree | pf_vm_a_from_pu | pf_vm_b_from_pu | pf_vm_c_from_pu | pf_vm_a_to_pu | pf_vm_b_to_pu | pf_vm_c_to_pu | pf_va_a_from_degree | pf_va_b_from_degree | pf_va_c_from_degree | pf_va_a_to_degree | pf_va_b_to_degree | pf_va_c_to_degree
Line0_1_2 | 6.1378e-05 | 0.048806 | 0.048845 | 6.1378e-05 | 0.048806 | 0.048845 | 1.4175e-05 | 0.011271 | 0.01128 | 1.4175e-05 | 0.011271 | 0.01128 | -1.2687e-05 | 0.00979 | 0.0025993 | 1.2687e-05 | -0.0097443 | -0.0025535 | -1.3394e-06 | 0.0025821 | 0.0097552 | 1.3395e-06 | -0.0025345 | -0.0097075 | 173.9737 | -135.081 | 44.8631 | -6.0263 | 44.919 | -135.1369 | 0.9 | 0.89828 | 0.89498 | 0.90001 | 0.89328 | 0.88985 | 0.00058015 | -120.3057 | 119.943 | 0.00088256 | -120.5015 | 120.1255
Line10_11_12 | 1.4119e-05 | 8.3865e-05 | 7.0989e-05 | 1.4119e-05 | 8.3865e-05 | 7.0989e-05 | 3.2605e-06 | 1.9368e-05 | 1.6394e-05 | 3.2605e-06 | 1.9368e-05 | 1.6394e-05 | -2.6566e-06 | -1.6992e-05 | -5.4133e-06 | 2.6566e-06 | 1.6992e-05 | 5.4134e-06 | 1.2465e-06 | -3.737e-06 | -1.3638e-05 | -1.2465e-06 | 3.7371e-06 | 1.3638e-05 | -154.8624 | 47.2916 | -128.4073 | 25.1376 | -132.7084 | 51.5927 | 0.9 | 0.8983 | 0.89499 | 0.9 | 0.89831 | 0.895 | 0.00078457 | -120.305 | 119.9425 | 0.00088678 | -120.3047 | 119.9423
Line11_12_13 | 1.4119e-05 | 8.3865e-05 | 7.0989e-05 | 1.4119e-05 | 8.3865e-05 | 7.0989e-05 | 3.2605e-06 | 1.9368e-05 | 1.6394e-05 | 3.2605e-06 | 1.9368e-05 | 1.6394e-05 | -2.6566e-06 | -1.6992e-05 | -5.4134e-06 | 2.6566e-06 | 1.6992e-05 | 5.4135e-06 | 1.2465e-06 | -3.7372e-06 | -1.3638e-05 | -1.2465e-06 | 3.7373e-06 | 1.3638e-05 | -154.8624 | 47.2915 | -128.4073 | 25.1376 | -132.7085 | 51.5927 | 0.9 | 0.89831 | 0.895 | 0.9 | 0.89831 | 0.89501 | 0.00088678 | -120.3047 | 119.9423 | 0.00098899 | -120.3043 | 119.9421
Line12_13_15 | 0 | 0 | 0 | 0 | 0 | 0 | 0 | 0 | 0 | 0 | 0 | 0 | 2.3329e-14 | -1.6541e-11 | -4.9154e-11 | -2.3329e-14 | 1.6541e-11 | 4.9154e-11 | -1.538e-13 | 4.7232e-11 | 8.9499e-12 | 1.538e-13 | -4.7232e-11 | -8.9499e-12 | 0 | 0 | 0 | 0 | 0 | 0 | 0.9 | 0.89831 | 0.89501 | 0.9 | 0.89831 | 0.89501 | 0.00098899 | -120.3043 | 119.9421 | 0.00098899 | -120.3043 | 119.9421
Line13_13_14 | 1.4119e-05 | 8.3865e-05 | 7.0989e-05 | 1.4119e-05 | 8.3865e-05 | 7.0989e-05 | 3.2605e-06 | 1.9368e-05 | 1.6394e-05 | 3.2605e-06 | 1.9368e-05 | 1.6394e-05 | -2.6566e-06 | -1.6992e-05 | -5.4134e-06 | 2.6566e-06 | 1.6992e-05 | 5.4135e-06 | 1.2465e-06 | -3.7374e-06 | -1.3638e-05 | -1.2465e-06 | 3.7375e-06 | 1.3638e-05 | -154.8624 | 47.2913 | -128.4076 | 25.1376 | -132.7087 | 51.5924 | 0.9 | 0.89831 | 0.89501 | 0.9 | 0.89832 | 0.89501 | 0.00098899 | -120.3043 | 119.9421 | 0.0010912 | -120.3039 | 119.9419
Line14_15_16 | 0 | 0 | 0 | 0 | 0 | 0 | 0 | 0 | 0 | 0 | 0 | 0 | 1.5553e-14 | -1.1027e-11 | -3.2769e-11 | -1.5552e-14 | 1.1027e-11 | 3.2769e-11 | -1.0253e-13 | 3.1488e-11 | 5.9666e-12 | 1.0253e-13 | -3.1488e-11 | -5.9666e-12 | 0 | 0 | 0 | 0 | 0 | 0 | 0.9 | 0.89831 | 0.89501 | 0.9 | 0.89831 | 0.89501 | 0.00098899 | -120.3043 | 119.9421 | 0.00098899 | -120.3043 | 119.9421
Line15_16_17 | 0 | 0 | 0 | 0 | 0 | 0 | 0 | 0 | 0 | 0 | 0 | 0 | 7.7766e-15 | -5.5135e-12 | -1.6385e-11 | -7.7763e-15 | 5.5135e-12 | 1.6385e-11 | -5.1266e-14 | 1.5744e-11 | 2.9833e-12 | 5.1265e-14 | -1.5744e-11 | -2.9833e-12 | 0 | 0 | 0 | 0 | 0 | 0 | 0.9 | 0.89831 | 0.89501 | 0.9 | 0.89831 | 0.89501 | 0.00098899 | -120.3043 | 119.9421 | 0.00098899 | -120.3043 | 119.9421
Line16_4_18 | 0 | 0 | 0 | 0 | 0 | 0 | 0 | 0 | 0 | 0 | 0 | 0 | 2.4643e-15 | -5.5955e-12 | -1.6462e-11 | -2.4645e-15 | 5.5955e-12 | 1.6462e-11 | -3.5421e-14 | 1.5799e-11 | 2.9515e-12 | 3.5421e-14 | -1.5799e-11 | -2.9515e-12 | 0 | 0 | 0 | 0 | 0 | 0 | 0.9 | 0.89829 | 0.89498 | 0.9 | 0.89829 | 0.89498 | 0.0006833 | -120.3054 | 119.9427 | 0.0006833 | -120.3054 | 119.9427
Line17_5_19 | 0 | 0 | 0 | 0 | 0 | 0 | 0 | 0 | 0 | 0 | 0 | 0 | 6.0522e-16 | -5.6232e-12 | -1.6488e-11 | -6.0503e-16 | 5.6232e-12 | 1.6488e-11 | -3.0073e-14 | 1.5817e-11 | 2.9407e-12 | 3.0073e-14 | -1.5817e-11 | -2.9407e-12 | 0 | 0 | 0 | 0 | 0 | 0 | 0.9 | 0.89828 | 0.89498 | 0.9 | 0.89828 | 0.89498 | 0.00058015 | -120.3057 | 119.943 | 0.00058015 | -120.3057 | 119.943
Line1_1_3 | 1.4119e-05 | 8.3865e-05 | 7.0989e-05 | 1.4119e-05 | 8.3865e-05 | 7.0989e-05 | 3.2605e-06 | 1.9368e-05 | 1.6394e-05 | 3.2605e-06 | 1.9368e-05 | 1.6394e-05 | -2.6566e-06 | -1.6992e-05 | -5.4132e-06 | 2.6566e-06 | 1.6992e-05 | 5.4133e-06 | 1.2465e-06 | -3.7367e-06 | -1.3637e-05 | -1.2465e-06 | 3.7368e-06 | 1.3637e-05 | -154.8624 | 47.2917 | -128.4071 | 25.1376 | -132.7083 | 51.5929 | 0.9 | 0.89828 | 0.89498 | 0.9 | 0.89829 | 0.89498 | 0.00058015 | -120.3057 | 119.943 | 0.00068236 | -120.3054 | 119.9427
Line2_1_4 | 1.429e-05 | 8.4397e-05 | 7.139e-05 | 1.429e-05 | 8.4397e-05 | 7.139e-05 | 3.3001e-06 | 1.9491e-05 | 1.6487e-05 | 3.3001e-06 | 1.9491e-05 | 1.6487e-05 | -2.6993e-06 | -1.7082e-05 | -5.3981e-06 | 2.6993e-06 | 1.7082e-05 | 5.3982e-06 | 1.239e-06 | -3.8377e-06 | -1.3732e-05 | -1.239e-06 | 3.8378e-06 | 1.3733e-05 | -155.3431 | 47.0324 | -128.5976 | 24.6569 | -132.9676 | 51.4024 | 0.9 | 0.89828 | 0.89498 | 0.9 | 0.89829 | 0.89498 | 0.00058015 | -120.3057 | 119.943 | 0.0006833 | -120.3054 | 119.9427
Line3_1_5 | 0 | 0 | 0 | 0 | 0 | 0 | 0 | 0 | 0 | 0 | 0 | 0 | 1.2101e-15 | -1.1246e-11 | -3.2975e-11 | -1.2102e-15 | 1.1246e-11 | 3.2975e-11 | -6.0144e-14 | 3.1634e-11 | 5.8815e-12 | 6.0144e-14 | -3.1634e-11 | -5.8815e-12 | 0 | 0 | 0 | 0 | 0 | 0 | 0.9 | 0.89828 | 0.89498 | 0.9 | 0.89828 | 0.89498 | 0.00058015 | -120.3057 | 119.943 | 0.00058015 | -120.3057 | 119.943
Line4_2_6 | 6.1378e-05 | 0.048806 | 0.048845 | 6.1378e-05 | 0.048806 | 0.048845 | 1.4175e-05 | 0.011271 | 0.01128 | 1.4175e-05 | 0.011271 | 0.01128 | -1.2687e-05 | 0.0097443 | 0.0025535 | 1.2687e-05 | -0.0096985 | -0.0025077 | -1.3395e-06 | 0.0025345 | 0.0097075 | 1.3396e-06 | -0.0024868 | -0.0096597 | 173.9737 | -135.081 | 44.8631 | -6.0263 | 44.919 | -135.1369 | 0.90001 | 0.89328 | 0.88985 | 0.90001 | 0.8883 | 0.88473 | 0.00088256 | -120.5015 | 120.1255 | 0.001185 | -120.6995 | 120.3101
Line5_6_7 | 6.1378e-05 | 0.048806 | 0.048845 | 6.1378e-05 | 0.048806 | 0.048845 | 1.4175e-05 | 0.011271 | 0.01128 | 1.4175e-05 | 0.011271 | 0.01128 | -1.2687e-05 | 0.0096985 | 0.0025077 | 1.2687e-05 | -0.0096528 | -0.0024619 | -1.3396e-06 | 0.0024868 | 0.0096597 | 1.3397e-06 | -0.0024392 | -0.009612 | 173.9737 | -135.081 | 44.8631 | -6.0263 | 44.919 | -135.1369 | 0.90001 | 0.8883 | 0.88473 | 0.90002 | 0.88332 | 0.87962 | 0.001185 | -120.6995 | 120.3101 | 0.0014874 | -120.8997 | 120.4969
Line6_7_8 | 0 | 0.049124 | 0.049124 | 0 | 0.049124 | 0.049124 | 0 | 0.011345 | 0.011345 | 0 | 0.011345 | 0.011345 | 1.6912e-13 | 0.0097069 | 0.0024515 | -1.6912e-13 | -0.0096606 | -0.0024051 | -2.313e-13 | 0.0024891 | 0.0096732 | 2.313e-13 | -0.0024409 | -0.0096249 | 0 | -135.282 | 44.718 | 0 | 44.718 | -135.282 | 0.90002 | 0.88332 | 0.87962 | 0.90002 | 0.87832 | 0.87449 | 0.0014874 | -120.8997 | 120.4969 | 0.0014874 | -121.1023 | 120.6878
Line7_8_9 | 0 | 0 | 0 | 0 | 0 | 0 | 0 | 0 | 0 | 0 | 0 | 0 | 5.6375e-14 | -6.9297e-11 | -8.1574e-11 | -5.6375e-14 | 6.9297e-11 | 8.1574e-11 | -7.7101e-14 | 5.5759e-11 | -3.4643e-11 | 7.7099e-14 | -5.5759e-11 | 3.4643e-11 | 0 | 0 | 0 | 0 | 0 | 0 | 0.90002 | 0.87832 | 0.87449 | 0.90002 | 0.87832 | 0.87449 | 0.0014874 | -121.1023 | 120.6878 | 0.0014874 | -121.1023 | 120.6878
Line8_8_10 | 0 | 0 | 0 | 0 | 0 | 0 | 0 | 0 | 0 | 0 | 0 | 0 | 5.637e-14 | -6.9297e-11 | -8.1574e-11 | -5.6373e-14 | 6.9297e-11 | 8.1574e-11 | -7.7099e-14 | 5.5759e-11 | -3.4643e-11 | 7.7101e-14 | -5.5759e-11 | 3.4643e-11 | 0 | 0 | 0 | 0 | 0 | 0 | 0.90002 | 0.87832 | 0.87449 | 0.90002 | 0.87832 | 0.87449 | 0.0014874 | -121.1023 | 120.6878 | 0.0014874 | -121.1023 | 120.6878
Line9_3_11 | 1.4119e-05 | 8.3865e-05 | 7.0989e-05 | 1.4119e-05 | 8.3865e-05 | 7.0989e-05 | 3.2605e-06 | 1.9368e-05 | 1.6394e-05 | 3.2605e-06 | 1.9368e-05 | 1.6394e-05 | -2.6566e-06 | -1.6992e-05 | -5.4132e-06 | 2.6566e-06 | 1.6992e-05 | 5.4133e-06 | 1.2465e-06 | -3.7368e-06 | -1.3637e-05 | -1.2465e-06 | 3.737e-06 | 1.3638e-05 | -154.8624 | 47.2916 | -128.4072 | 25.1376 | -132.7084 | 51.5928 | 0.9 | 0.89829 | 0.89498 | 0.9 | 0.8983 | 0.89499 | 0.00068236 | -120.3054 | 119.9427 | 0.00078457 | -120.305 | 119.9425

## LG_max_6
name | pf_ikss_a_from_ka | pf_ikss_b_from_ka | pf_ikss_c_from_ka | pf_ikss_a_to_ka | pf_ikss_b_to_ka | pf_ikss_c_to_ka | pf_skss_a_from_mw | pf_skss_b_from_mw | pf_skss_c_from_mw | pf_skss_a_to_mw | pf_skss_b_to_mw | pf_skss_c_to_mw | pf_p_a_from_mw | pf_p_b_from_mw | pf_p_c_from_mw | pf_p_a_to_mw | pf_p_b_to_mw | pf_p_c_to_mw | pf_q_a_from_mvar | pf_q_b_from_mvar | pf_q_c_from_mvar | pf_q_a_to_mvar | pf_q_b_to_mvar | pf_q_c_to_mvar | pf_ikss_a_from_degree | pf_ikss_b_from_degree | pf_ikss_c_from_degree | pf_ikss_a_to_degree | pf_ikss_b_to_degree | pf_ikss_c_to_degree | 3xI0 | pf_vm_a_from_pu | pf_vm_b_from_pu | pf_vm_c_from_pu | pf_vm_a_to_pu | pf_vm_b_to_pu | pf_vm_c_to_pu | pf_va_a_from_degree | pf_va_b_from_degree | pf_va_c_from_degree | pf_va_a_to_degree | pf_va_b_to_degree | pf_va_c_to_degree
Line0_1_2 | 1.982 | 0.2483 | 0.16191 | 1.982 | 0.2483 | 0.16191 | 0.45773 | 0.057344 | 0.037392 | 0.45773 | 0.057344 | 0.037392 | 0.15564 | -0.065918 | 0.03857 | -0.12162 | 0.066253 | -0.03737 | 0.29689 | 0.022318 | -0.017841 | -0.22943 | -0.019571 | 0.018723 | -70.2454 | 73.8372 | 153.4354 | 109.7546 | -106.1628 | -26.5647 |  | 0.73234 | 1.2136 | 1.1365 | 0.56731 | 1.2047 | 1.1178 | -7.9096 | -124.8674 | 128.6124 | -8.1743 | -122.6195 | 126.8231
Line10_11_12 | 0.42489 | 0.14854 | 0.2177 | 0.42489 | 0.14854 | 0.2177 | 0.098123 | 0.034304 | 0.050276 | 0.098124 | 0.034304 | 0.050276 | -0.035122 | -0.036184 | 0.055579 | 0.036488 | 0.036412 | -0.055602 | -0.069173 | 0.021316 | -0.014649 | 0.071687 | -0.021288 | 0.015251 | 108.8806 | 86.021 | 142.2224 | -71.1194 | -93.979 | -37.7776 |  | 0.79063 | 1.2242 | 1.1432 | 0.81977 | 1.2295 | 1.1468 | -8.0379 | -124.4815 | 127.4569 | -8.0952 | -124.291 | 126.8843
Line11_12_13 | 0.42489 | 0.14854 | 0.2177 | 0.42489 | 0.14854 | 0.2177 | 0.098124 | 0.034304 | 0.050276 | 0.098124 | 0.034304 | 0.050276 | -0.036488 | -0.036412 | 0.055602 | 0.037855 | 0.03664 | -0.055625 | -0.071687 | 0.021288 | -0.015251 | 0.074201 | -0.021259 | 0.015853 | 108.8806 | 86.021 | 142.2224 | -71.1194 | -93.979 | -37.7776 |  | 0.81977 | 1.2295 | 1.1468 | 0.84892 | 1.2349 | 1.1505 | -8.0952 | -124.291 | 126.8843 | -8.1486 | -124.1022 | 126.3153
Line12_13_15 | 0 | 0 | 0 | 0 | 0 | 0 | 0 | 0 | 0 | 0 | 0 | 0 | 1.8794e-08 | 3.5716e-08 | -5.2389e-08 | -1.1936e-08 | -2.466e-08 | 3.4475e-08 | 3.6762e-08 | -4.8407e-08 | -1.5142e-08 | -2.4971e-08 | 3.1931e-08 | 1.0582e-08 | 0 | 0 | 0 | 0 | 0 | 0 |  | 0.84892 | 1.2349 | 1.1505 | 0.84892 | 1.2349 | 1.1505 | -8.1486 | -124.1022 | 126.3153 | -8.1486 | -124.1022 | 126.3153
Line13_13_14 | 0.42489 | 0.14854 | 0.2177 | 0.42489 | 0.14854 | 0.2177 | 0.098124 | 0.034304 | 0.050276 | 0.098124 | 0.034304 | 0.050276 | -0.037855 | -0.03664 | 0.055625 | 0.039221 | 0.036869 | -0.055648 | -0.074201 | 0.021259 | -0.015853 | 0.076714 | -0.021231 | 0.016455 | 108.8806 | 86.021 | 142.2224 | -71.1194 | -93.979 | -37.7776 |  | 0.84892 | 1.2349 | 1.1505 | 0.87807 | 1.2402 | 1.1542 | -8.1486 | -124.1022 | 126.3153 | -8.1984 | -123.915 | 125.75
Line14_15_16 | 0 | 0 | 0 | 0 | 0 | 0 | 0 | 0 | 0 | 0 | 0 | 0 | 1.2529e-08 | 2.3811e-08 | -3.4926e-08 | -5.6718e-09 | -1.2755e-08 | 1.7012e-08 | 2.4508e-08 | -3.2271e-08 | -1.0094e-08 | -1.2717e-08 | 1.5795e-08 | 5.5344e-09 | 0 | 0 | 0 | 0 | 0 | 0 |  | 0.84892 | 1.2349 | 1.1505 | 0.84892 | 1.2349 | 1.1505 | -8.1486 | -124.1022 | 126.3153 | -8.1486 | -124.1022 | 126.3153
Line15_16_17 | 0 | 0 | 0 | 0 | 0 | 0 | 0 | 0 | 0 | 0 | 0 | 0 | 6.2647e-09 | 1.1905e-08 | -1.7463e-08 | 5.9291e-10 | -8.4932e-10 | -4.5065e-10 | 1.2254e-08 | -1.6136e-08 | -5.0472e-09 | -4.6326e-10 | -3.401e-10 | 4.8722e-10 | 0 | 0 | 0 | 0 | 0 | 0 |  | 0.84892 | 1.2349 | 1.1505 | 0.84892 | 1.2349 | 1.1505 | -8.1486 | -124.1022 | 126.3153 | -8.1486 | -124.1022 | 126.3153
Line16_4_18 | 0 | 0 | 0 | 0 | 0 | 0 | 0 | 0 | 0 | 0 | 0 | 0 | 5.7225e-09 | 1.4418e-08 | -1.9698e-08 | 7.626e-10 | -7.8376e-10 | -4.2107e-10 | 1.3236e-08 | -1.7921e-08 | -7.6201e-09 | -4.1859e-10 | -3.7722e-10 | 6.0588e-10 | 0 | 0 | 0 | 0 | 0 | 0 |  | 0.76899 | 1.2216 | 1.1406 | 0.76899 | 1.2216 | 1.1406 | -8.128 | -124.6004 | 127.9303 | -8.128 | -124.6004 | 127.9303
Line17_5_19 | 0 | 0 | 0 | 0 | 0 | 0 | 0 | 0 | 0 | 0 | 0 | 0 | 5.3041e-09 | 1.5549e-08 | -2.0525e-08 | 8.2617e-10 | -7.4498e-10 | -4.0979e-10 | 1.3528e-08 | -1.853e-08 | -8.9064e-09 | -3.8799e-10 | -3.9646e-10 | 6.5523e-10 | 0 | 0 | 0 | 0 | 0 | 0 |  | 0.73234 | 1.2136 | 1.1365 | 0.73234 | 1.2136 | 1.1365 | -7.9096 | -124.8674 | 128.6124 | -7.9096 | -124.8674 | 128.6124
Line1_1_3 | 0.42489 | 0.14854 | 0.2177 | 0.42489 | 0.14854 | 0.2177 | 0.098123 | 0.034304 | 0.050276 | 0.098123 | 0.034304 | 0.050276 | -0.032389 | -0.035727 | 0.055534 | 0.033755 | 0.035955 | -0.055556 | -0.064146 | 0.021372 | -0.013445 | 0.06666 | -0.021344 | 0.014047 | 108.8806 | 86.0209 | 142.2224 | -71.1194 | -93.979 | -37.7776 |  | 0.73234 | 1.2136 | 1.1365 | 0.76148 | 1.2189 | 1.1398 | -7.9096 | -124.8674 | 128.6124 | -7.9762 | -124.6736 | 128.0329
Line2_1_4 | 0.53261 | 0.19573 | 0.25536 | 0.53261 | 0.19573 | 0.25536 | 0.123 | 0.045203 | 0.058974 | 0.123 | 0.045203 | 0.058974 | -0.035663 | -0.050541 | 0.065828 | 0.037778 | 0.050973 | -0.065912 | -0.082718 | 0.021333 | -0.012605 | 0.086715 | -0.021236 | 0.013437 | 105.4129 | 78.0171 | 139.4529 | -74.5871 | -101.9829 | -40.5471 |  | 0.73234 | 1.2136 | 1.1365 | 0.76899 | 1.2216 | 1.1406 | -7.9096 | -124.8674 | 128.6124 | -8.128 | -124.6004 | 127.9303
Line3_1_5 | 0 | 0 | 0 | 0 | 0 | 0 | 0 | 0 | 0 | 0 | 0 | 0 | 1.0608e-08 | 3.1098e-08 | -4.1049e-08 | -4.4779e-09 | -1.6294e-08 | 2.0115e-08 | 2.7056e-08 | -3.7061e-08 | -1.7813e-08 | -1.3916e-08 | 1.8134e-08 | 9.5617e-09 | 0 | 0 | 0 | 0 | 0 | 0 |  | 0.73234 | 1.2136 | 1.1365 | 0.73234 | 1.2136 | 1.1365 | -7.9096 | -124.8674 | 128.6124 | -7.9096 | -124.8674 | 128.6124
Line4_2_6 | 1.982 | 0.2483 | 0.16191 | 1.982 | 0.2483 | 0.16191 | 0.45773 | 0.057344 | 0.037392 | 0.45773 | 0.057344 | 0.037392 | 0.12162 | -0.066253 | 0.03737 | -0.087613 | 0.066589 | -0.03617 | 0.22943 | 0.019571 | -0.018723 | -0.16196 | -0.016823 | 0.019606 | -70.2454 | 73.8372 | 153.4353 | 109.7546 | -106.1628 | -26.5647 |  | 0.56731 | 1.2047 | 1.1178 | 0.40229 | 1.1977 | 1.1003 | -8.1743 | -122.6195 | 126.8231 | -8.656 | -120.3417 | 124.9748
Line5_6_7 | 1.982 | 0.2483 | 0.16191 | 1.982 | 0.24831 | 0.16191 | 0.45773 | 0.057344 | 0.037392 | 0.45773 | 0.057344 | 0.037392 | 0.087613 | -0.066589 | 0.03617 | -0.053601 | 0.066924 | -0.03497 | 0.16196 | 0.016823 | -0.019606 | -0.094499 | -0.014076 | 0.020489 | -70.2454 | 73.8372 | 153.4353 | 109.7546 | -106.1628 | -26.5647 |  | 0.40229 | 1.1977 | 1.1003 | 0.23735 | 1.1926 | 1.0839 | -8.656 | -120.3417 | 124.9748 | -9.8076 | -118.0407 | 123.0687
Line6_7_8 | 2.9416 | 0 | 0 | 2.9416 | 0 | 0 | 0.67933 | 0 | 0 | 0.67933 | 0 | 0 | 0.072108 | 8.524e-08 | -8.6883e-08 | -7.5248e-15 | -5.9806e-08 | 5.8075e-08 | 0.14422 | -6.4187e-08 | -3.9026e-08 | 6.3231e-14 | 4.087e-08 | 2.4381e-08 | -73.2426 | 0 | 0 | 106.7574 | 0 | 0 |  | 0.23735 | 1.1926 | 1.0839 | 0 | 1.1786 | 1.0522 | -9.8076 | -118.0407 | 123.0687 | 0 | -115.8484 | 121.174
Line7_8_9 | 0 | 0 | 0 | 0 | 0 | 0 | 0 | 0 | 0 | 0 | 0 | 0 | 1.0526e-21 | 2.9619e-08 | -2.9042e-08 | -9.0243e-18 | -5.6777e-10 | -9.2874e-12 | -2.5637e-21 | -2.0271e-08 | -1.2149e-08 | 8.2709e-18 | 3.2851e-10 | 8.2999e-11 | 0 | 0 | 0 | 0 | 0 | 0 |  | 0 | 1.1786 | 1.0522 | 0 | 1.1786 | 1.0522 | 0 | -115.8484 | 121.174 | 0 | -115.8484 | 121.174
Line8_8_10 | 0 | 0 | 0 | 0 | 0 | 0 | 0 | 0 | 0 | 0 | 0 | 0 | 1.0526e-21 | 2.9619e-08 | -2.9042e-08 | -9.0243e-18 | -5.6777e-10 | -9.2875e-12 | -2.5637e-21 | -2.0271e-08 | -1.2149e-08 | 8.2709e-18 | 3.2851e-10 | 8.2999e-11 | 0 | 0 | 0 | 0 | 0 | 0 |  | 0 | 1.1786 | 1.0522 | 0 | 1.1786 | 1.0522 | 0 | -115.8484 | 121.174 | 0 | -115.8484 | 121.174
Line9_3_11 | 0.42489 | 0.14854 | 0.2177 | 0.42489 | 0.14854 | 0.2177 | 0.098123 | 0.034304 | 0.050276 | 0.098123 | 0.034304 | 0.050276 | -0.033755 | -0.035955 | 0.055556 | 0.035122 | 0.036184 | -0.055579 | -0.06666 | 0.021344 | -0.014047 | 0.069173 | -0.021316 | 0.014649 | 108.8806 | 86.021 | 142.2224 | -71.1194 | -93.979 | -37.7776 |  | 0.76148 | 1.2189 | 1.1398 | 0.79063 | 1.2242 | 1.1432 | -7.9762 | -124.6736 | 128.0329 | -8.0379 | -124.4815 | 127.4569

## LG_max_10
name | pf_ikss_a_from_ka | pf_ikss_b_from_ka | pf_ikss_c_from_ka | pf_ikss_a_to_ka | pf_ikss_b_to_ka | pf_ikss_c_to_ka | pf_skss_a_from_mw | pf_skss_b_from_mw | pf_skss_c_from_mw | pf_skss_a_to_mw | pf_skss_b_to_mw | pf_skss_c_to_mw | pf_p_a_from_mw | pf_p_b_from_mw | pf_p_c_from_mw | pf_p_a_to_mw | pf_p_b_to_mw | pf_p_c_to_mw | pf_q_a_from_mvar | pf_q_b_from_mvar | pf_q_c_from_mvar | pf_q_a_to_mvar | pf_q_b_to_mvar | pf_q_c_to_mvar | pf_ikss_a_from_degree | pf_ikss_b_from_degree | pf_ikss_c_from_degree | pf_ikss_a_to_degree | pf_ikss_b_to_degree | pf_ikss_c_to_degree | 3xI0 | pf_vm_a_from_pu | pf_vm_b_from_pu | pf_vm_c_from_pu | pf_vm_a_to_pu | pf_vm_b_to_pu | pf_vm_c_to_pu | pf_va_a_from_degree | pf_va_b_from_degree | pf_va_c_from_degree | pf_va_a_to_degree | pf_va_b_to_degree | pf_va_c_to_degree
Line0_1_2 | 2.0524 | 0.25514 | 0.16741 | 2.0524 | 0.25514 | 0.16741 | 0.47399 | 0.058922 | 0.038662 | 0.47399 | 0.058922 | 0.038662 | 0.16617 | -0.070857 | 0.042492 | -0.1297 | 0.071234 | -0.04122 | 0.31767 | 0.024929 | -0.017922 | -0.2453 | -0.022015 | 0.018891 | -70.5348 | 74.3906 | 151.6675 | 109.4652 | -105.6093 | -28.3325 |  | 0.75636 | 1.2748 | 1.1928 | 0.58541 | 1.2654 | 1.1728 | -8.1488 | -124.9925 | 128.7993 | -8.4011 | -122.7832 | 127.046
Line10_11_12 | 0.43915 | 0.15622 | 0.22382 | 0.43915 | 0.15622 | 0.22382 | 0.10142 | 0.036077 | 0.051688 | 0.10142 | 0.036077 | 0.051688 | -0.03755 | -0.039759 | 0.060253 | 0.039003 | 0.040005 | -0.060279 | -0.073804 | 0.02387 | -0.014568 | 0.076486 | -0.023833 | 0.015195 | 108.7 | 86.3817 | 141.2687 | -71.3 | -93.6183 | -38.7313 |  | 0.81649 | 1.2854 | 1.1993 | 0.84656 | 1.2908 | 1.2027 | -8.2664 | -124.5975 | 127.6767 | -8.3189 | -124.4024 | 127.1201
Line11_12_13 | 0.43915 | 0.15622 | 0.22382 | 0.43915 | 0.15622 | 0.22382 | 0.10142 | 0.036077 | 0.051688 | 0.10142 | 0.036077 | 0.051688 | -0.039003 | -0.040005 | 0.060279 | 0.040456 | 0.040252 | -0.060305 | -0.076486 | 0.023833 | -0.015195 | 0.079167 | -0.023796 | 0.015823 | 108.7 | 86.3817 | 141.2687 | -71.3 | -93.6183 | -38.7313 |  | 0.84656 | 1.2908 | 1.2027 | 0.87662 | 1.2961 | 1.2062 | -8.3189 | -124.4024 | 127.1201 | -8.3679 | -124.209 | 126.5666
Line12_13_15 | 0 | 0 | 0 | 0 | 0 | 0 | 0 | 0 | 0 | 0 | 0 | 0 | 2.0917e-08 | 4.0838e-08 | -5.9454e-08 | -1.3265e-08 | -2.8171e-08 | 3.9134e-08 | 4.1219e-08 | -5.4968e-08 | -1.7864e-08 | -2.7994e-08 | 3.6262e-08 | 1.2466e-08 | 0 | 0 | 0 | 0 | 0 | 0 |  | 0.87662 | 1.2961 | 1.2062 | 0.87662 | 1.2961 | 1.2062 | -8.3679 | -124.209 | 126.5666 | -8.3679 | -124.209 | 126.5666
Line13_13_14 | 0.43915 | 0.15622 | 0.22382 | 0.43915 | 0.15622 | 0.22382 | 0.10142 | 0.036077 | 0.051688 | 0.10142 | 0.036077 | 0.051688 | -0.040456 | -0.040252 | 0.060305 | 0.041909 | 0.040498 | -0.060331 | -0.079167 | 0.023796 | -0.015823 | 0.081849 | -0.023759 | 0.016451 | 108.7 | 86.3818 | 141.2686 | -71.3 | -93.6182 | -38.7314 |  | 0.87662 | 1.2961 | 1.2062 | 0.90669 | 1.3015 | 1.2098 | -8.3679 | -124.209 | 126.5666 | -8.4136 | -124.0171 | 126.0164
Line14_15_16 | 0 | 0 | 0 | 0 | 0 | 0 | 0 | 0 | 0 | 0 | 0 | 0 | 1.3945e-08 | 2.7225e-08 | -3.9636e-08 | -6.2921e-09 | -1.4559e-08 | 1.9316e-08 | 2.748e-08 | -3.6646e-08 | -1.191e-08 | -1.4254e-08 | 1.7939e-08 | 6.5111e-09 | 0 | 0 | 0 | 0 | 0 | 0 |  | 0.87662 | 1.2961 | 1.2062 | 0.87662 | 1.2961 | 1.2062 | -8.3679 | -124.209 | 126.5666 | -8.3679 | -124.209 | 126.5666
Line15_16_17 | 0 | 0 | 0 | 0 | 0 | 0 | 0 | 0 | 0 | 0 | 0 | 0 | 6.9725e-09 | 1.3613e-08 | -1.9818e-08 | 6.8036e-10 | -9.4605e-10 | -5.0157e-10 | 1.374e-08 | -1.8323e-08 | -5.9548e-09 | -5.1455e-10 | -3.8368e-10 | 5.5635e-10 | 0 | 0 | 0 | 0 | 0 | 0 |  | 0.87662 | 1.2961 | 1.2062 | 0.87662 | 1.2961 | 1.2062 | -8.3679 | -124.209 | 126.5666 | -8.3679 | -124.209 | 126.5666
Line16_4_18 | 0 | 0 | 0 | 0 | 0 | 0 | 0 | 0 | 0 | 0 | 0 | 0 | 6.3567e-09 | 1.6366e-08 | -2.223e-08 | 8.5719e-10 | -8.7696e-10 | -4.7325e-10 | 1.474e-08 | -2.0262e-08 | -8.8064e-09 | -4.6524e-10 | -4.2602e-10 | 6.8363e-10 | 0 | 0 | 0 | 0 | 0 | 0 |  | 0.79383 | 1.2827 | 1.1968 | 0.79383 | 1.2827 | 1.1968 | -8.3549 | -124.7234 | 128.142 | -8.3549 | -124.7234 | 128.142
Line17_5_19 | 0 | 0 | 0 | 0 | 0 | 0 | 0 | 0 | 0 | 0 | 0 | 0 | 5.9029e-09 | 1.7589e-08 | -2.3114e-08 | 9.2222e-10 | -8.3661e-10 | -4.6268e-10 | 1.5026e-08 | -2.0923e-08 | -1.0206e-08 | -4.3241e-10 | -4.4746e-10 | 7.3597e-10 | 0 | 0 | 0 | 0 | 0 | 0 |  | 0.75636 | 1.2748 | 1.1928 | 0.75636 | 1.2748 | 1.1928 | -8.1488 | -124.9925 | 128.7993 | -8.1488 | -124.9925 | 128.7993
Line1_1_3 | 0.43915 | 0.15622 | 0.22382 | 0.43915 | 0.15622 | 0.22382 | 0.10142 | 0.036077 | 0.051688 | 0.10142 | 0.036077 | 0.051688 | -0.034645 | -0.039267 | 0.060201 | 0.036097 | 0.039513 | -0.060227 | -0.06844 | 0.023944 | -0.013313 | 0.071122 | -0.023907 | 0.01394 | 108.7 | 86.3817 | 141.2687 | -71.3 | -93.6183 | -38.7313 |  | 0.75636 | 1.2748 | 1.1928 | 0.78643 | 1.2801 | 1.196 | -8.1488 | -124.9925 | 128.7993 | -8.2098 | -124.7942 | 128.2365
Line2_1_4 | 0.54547 | 0.20321 | 0.26075 | 0.54547 | 0.20321 | 0.26075 | 0.12597 | 0.04693 | 0.060218 | 0.12597 | 0.04693 | 0.060218 | -0.037956 | -0.054789 | 0.070798 | 0.040166 | 0.055242 | -0.070886 | -0.087394 | 0.024028 | -0.012137 | 0.091579 | -0.023918 | 0.012991 | 105.3269 | 78.6878 | 138.5274 | -74.6731 | -101.3122 | -41.4726 |  | 0.75636 | 1.2748 | 1.1928 | 0.79383 | 1.2827 | 1.1968 | -8.1488 | -124.9925 | 128.7993 | -8.3549 | -124.7234 | 128.142
Line3_1_5 | 0 | 0 | 0 | 0 | 0 | 0 | 0 | 0 | 0 | 0 | 0 | 0 | 1.1806e-08 | 3.5177e-08 | -4.6229e-08 | -4.9807e-09 | -1.8425e-08 | 2.2652e-08 | 3.0052e-08 | -4.1846e-08 | -2.0412e-08 | -1.5459e-08 | 2.0476e-08 | 1.0942e-08 | 0 | 0 | 0 | 0 | 0 | 0 |  | 0.75636 | 1.2748 | 1.1928 | 0.75636 | 1.2748 | 1.1928 | -8.1488 | -124.9925 | 128.7993 | -8.1488 | -124.9925 | 128.7993
Line4_2_6 | 2.0524 | 0.25514 | 0.16741 | 2.0524 | 0.25514 | 0.16741 | 0.47399 | 0.058922 | 0.038662 | 0.47399 | 0.058922 | 0.038662 | 0.1297 | -0.071234 | 0.04122 | -0.09322 | 0.07161 | -0.039947 | 0.2453 | 0.022015 | -0.018891 | -0.17293 | -0.019101 | 0.01986 | -70.5348 | 74.3907 | 151.6675 | 109.4652 | -105.6093 | -28.3325 |  | 0.58541 | 1.2654 | 1.1728 | 0.41448 | 1.2578 | 1.1539 | -8.4011 | -122.7832 | 127.046 | -8.8617 | -120.5442 | 125.2335
Line5_6_7 | 2.0524 | 0.25514 | 0.16741 | 2.0524 | 0.25514 | 0.16741 | 0.47399 | 0.058922 | 0.038662 | 0.47399 | 0.058922 | 0.038662 | 0.09322 | -0.07161 | 0.039947 | -0.056744 | 0.071987 | -0.038675 | 0.17293 | 0.019101 | -0.01986 | -0.10057 | -0.016187 | 0.020829 | -70.5348 | 74.3907 | 151.6675 | 109.4652 | -105.6093 | -28.3326 |  | 0.41448 | 1.2578 | 1.1539 | 0.24362 | 1.2522 | 1.1362 | -8.8617 | -120.5442 | 125.2335 | -9.9685 | -118.2817 | 123.3625
Line6_7_8 | 3.0193 | 0 | 0 | 3.0193 | 0 | 0 | 0.69727 | 0 | 0 | 0.69727 | 0 | 0 | 0.075967 | 9.4655e-08 | -9.6401e-08 | 4.1495e-15 | -6.6355e-08 | 6.44e-08 | 0.15193 | -7.1836e-08 | -4.3943e-08 | 2.2674e-14 | 4.5779e-08 | 2.7541e-08 | -73.4034 | 0 | 0 | 106.5966 | 0 | 0 |  | 0.24362 | 1.2522 | 1.1362 | 0 | 1.2378 | 1.1033 | -9.9685 | -118.2817 | 123.3625 | 0 | -116.1401 | 121.5217
Line7_8_9 | 0 | 0 | 0 | 0 | 0 | 0 | 0 | 0 | 0 | 0 | 0 | 0 | 8.8248e-23 | 3.2859e-08 | -3.2207e-08 | -1.0061e-17 | -6.3675e-10 | -1.4986e-11 | -1.0324e-21 | -2.2722e-08 | -1.3712e-08 | 9.1066e-18 | 3.3608e-10 | 1.1817e-10 | 0 | 0 | 0 | 0 | 0 | 0 |  | 0 | 1.2378 | 1.1033 | 0 | 1.2378 | 1.1033 | 0 | -116.1401 | 121.5217 | 0 | -116.1401 | 121.5217
Line8_8_10 | 0 | 0 | 0 | 0 | 0 | 0 | 0 | 0 | 0 | 0 | 0 | 0 | 8.8248e-23 | 3.2859e-08 | -3.2207e-08 | -1.0061e-17 | -6.3675e-10 | -1.4986e-11 | -1.0324e-21 | -2.2722e-08 | -1.3712e-08 | 9.1066e-18 | 3.3608e-10 | 1.1817e-10 | 0 | 0 | 0 | 0 | 0 | 0 |  | 0 | 1.2378 | 1.1033 | 0 | 1.2378 | 1.1033 | 0 | -116.1401 | 121.5217 | 0 | -116.1401 | 121.5217
Line9_3_11 | 0.43915 | 0.15622 | 0.22382 | 0.43915 | 0.15622 | 0.22382 | 0.10142 | 0.036077 | 0.051688 | 0.10142 | 0.036077 | 0.051688 | -0.036097 | -0.039513 | 0.060227 | 0.03755 | 0.039759 | -0.060253 | -0.071122 | 0.023907 | -0.01394 | 0.073804 | -0.02387 | 0.014568 | 108.7 | 86.3817 | 141.2687 | -71.3 | -93.6183 | -38.7313 |  | 0.78643 | 1.2801 | 1.196 | 0.81649 | 1.2854 | 1.1993 | -8.2098 | -124.7942 | 128.2365 | -8.2664 | -124.5975 | 127.6767

## LG_max_fault_6
name | pf_ikss_a_from_ka | pf_ikss_b_from_ka | pf_ikss_c_from_ka | pf_ikss_a_to_ka | pf_ikss_b_to_ka | pf_ikss_c_to_ka | pf_skss_a_from_mw | pf_skss_b_from_mw | pf_skss_c_from_mw | pf_skss_a_to_mw | pf_skss_b_to_mw | pf_skss_c_to_mw | pf_p_a_from_mw | pf_p_b_from_mw | pf_p_c_from_mw | pf_p_a_to_mw | pf_p_b_to_mw | pf_p_c_to_mw | pf_q_a_from_mvar | pf_q_b_from_mvar | pf_q_c_from_mvar | pf_q_a_to_mvar | pf_q_b_to_mvar | pf_q_c_to_mvar | pf_ikss_a_from_degree | pf_ikss_b_from_degree | pf_ikss_c_from_degree | pf_ikss_a_to_degree | pf_ikss_b_to_degree | pf_ikss_c_to_degree | 3xI0 | pf_vm_a_from_pu | pf_vm_b_from_pu | pf_vm_c_from_pu | pf_vm_a_to_pu | pf_vm_b_to_pu | pf_vm_c_to_pu | pf_va_a_from_degree | pf_va_b_from_degree | pf_va_c_from_degree | pf_va_a_to_degree | pf_va_b_to_degree | pf_va_c_to_degree
Line0_1_2 | 0.095703 | 0.11615 | 0.11841 | 0.095703 | 0.11615 | 0.11841 | 0.022102 | 0.026824 | 0.027345 | 0.022102 | 0.026824 | 0.027345 | -0.0065688 | -0.011636 | -0.010733 | 0.0066596 | 0.011763 | 0.010881 | -0.023006 | -0.026758 | -0.027668 | 0.023196 | 0.027024 | 0.027944 | 105.8946 | -6.3937 | -128.561 | -74.1054 | 173.6063 | 51.439 |  | 1.0825 | 1.0878 | 1.0853 | 1.0919 | 1.0988 | 1.0967 | -0.040801 | -119.8951 | 120.2359 | -0.12391 | -119.9159 | 120.1628
Line10_11_12 | 0.10925 | 0.10407 | 0.10754 | 0.10925 | 0.10407 | 0.10754 | 0.025231 | 0.024034 | 0.024836 | 0.025231 | 0.024034 | 0.024836 | -0.0018655 | -0.0010988 | -0.00033666 | 0.0019862 | 0.0012092 | 0.00044865 | -0.027734 | -0.026568 | -0.027417 | 0.02797 | 0.026788 | 0.027649 | 93.3681 | -27.9709 | -149.5246 | -86.6319 | 152.0291 | 30.4754 |  | 1.1017 | 1.1064 | 1.104 | 1.1114 | 1.1157 | 1.1134 | -0.47999 | -120.3391 | 119.7719 | -0.69388 | -120.5555 | 119.5458
Line11_12_13 | 0.10925 | 0.10407 | 0.10754 | 0.10925 | 0.10407 | 0.10754 | 0.025231 | 0.024034 | 0.024836 | 0.025231 | 0.024034 | 0.024836 | -0.0019862 | -0.0012092 | -0.00044865 | 0.002107 | 0.0013197 | 0.00056064 | -0.02797 | -0.026788 | -0.027649 | 0.028205 | 0.027007 | 0.027881 | 93.3681 | -27.9709 | -149.5246 | -86.6319 | 152.0291 | 30.4754 |  | 1.1114 | 1.1157 | 1.1134 | 1.121 | 1.125 | 1.1228 | -0.69388 | -120.5555 | 119.5458 | -0.90409 | -120.7684 | 119.3234
Line12_13_15 | 0 | 0 | 0 | 0 | 0 | 0 | 0 | 0 | 0 | 0 | 0 | 0 | 1.3926e-09 | 1.0374e-09 | 2.7709e-10 | -1.2208e-09 | -1.0015e-09 | -4.8481e-10 | 6.24e-10 | -4.8412e-10 | 3.8761e-10 | -4.841e-10 | 2.6466e-10 | -3.0945e-10 | 0 | 0 | 0 | 0 | 0 | 0 |  | 1.121 | 1.125 | 1.1228 | 1.121 | 1.125 | 1.1228 | -0.90409 | -120.7684 | 119.3234 | -0.90409 | -120.7684 | 119.3234
Line13_13_14 | 0.10925 | 0.10407 | 0.10754 | 0.10925 | 0.10407 | 0.10754 | 0.025231 | 0.024034 | 0.024836 | 0.025231 | 0.024034 | 0.024836 | -0.002107 | -0.0013197 | -0.00056064 | 0.0022277 | 0.0014301 | 0.00067264 | -0.028205 | -0.027007 | -0.027881 | 0.02844 | 0.027227 | 0.028112 | 93.3681 | -27.9709 | -149.5246 | -86.6319 | 152.0291 | 30.4754 |  | 1.121 | 1.125 | 1.1228 | 1.1307 | 1.1344 | 1.1322 | -0.90409 | -120.7684 | 119.3234 | -1.1107 | -120.9777 | 119.1048
Line14_15_16 | 0 | 0 | 0 | 0 | 0 | 0 | 0 | 0 | 0 | 0 | 0 | 0 | 9.2841e-10 | 6.9162e-10 | 1.8473e-10 | -7.5658e-10 | -6.5572e-10 | -3.9244e-10 | 4.16e-10 | -3.2274e-10 | 2.584e-10 | -2.761e-10 | 1.0329e-10 | -1.8025e-10 | 0 | 0 | 0 | 0 | 0 | 0 |  | 1.121 | 1.125 | 1.1228 | 1.121 | 1.125 | 1.1228 | -0.90409 | -120.7684 | 119.3234 | -0.90409 | -120.7684 | 119.3234
Line15_16_17 | 0 | 0 | 0 | 0 | 0 | 0 | 0 | 0 | 0 | 0 | 0 | 0 | 4.642e-10 | 3.4581e-10 | 9.2363e-11 | -2.9238e-10 | -3.0992e-10 | -3.0008e-10 | 2.08e-10 | -1.6137e-10 | 1.292e-10 | -6.8098e-11 | -5.8083e-11 | -5.1046e-11 | 0 | 0 | 0 | 0 | 0 | 0 |  | 1.121 | 1.125 | 1.1228 | 1.121 | 1.125 | 1.1228 | -0.90409 | -120.7684 | 119.3234 | -0.90409 | -120.7684 | 119.3234
Line16_4_18 | 0 | 0 | 0 | 0 | 0 | 0 | 0 | 0 | 0 | 0 | 0 | 0 | 3.6372e-10 | 2.581e-10 | -5.1399e-11 | -1.7991e-10 | -2.0038e-10 | -1.9014e-10 | 1.9532e-10 | -2.3303e-10 | 7.6606e-11 | -2.3555e-11 | -1.2987e-11 | -4.2495e-12 | 0 | 0 | 0 | 0 | 0 | 0 |  | 1.0948 | 1.0997 | 1.0973 | 1.0948 | 1.0997 | 1.0973 | -0.32019 | -120.1758 | 119.9424 | -0.32019 | -120.1758 | 119.9424
Line17_5_19 | 0 | 0 | 0 | 0 | 0 | 0 | 0 | 0 | 0 | 0 | 0 | 0 | 3.1563e-10 | 2.197e-10 | -1.1514e-10 | -1.2903e-10 | -1.507e-10 | -1.4045e-10 | 1.8924e-10 | -2.6347e-10 | 5.0205e-11 | -2.9678e-12 | 7.667e-12 | 1.7203e-11 | 0 | 0 | 0 | 0 | 0 | 0 |  | 1.0825 | 1.0878 | 1.0853 | 1.0825 | 1.0878 | 1.0853 | -0.040801 | -119.8951 | 120.2359 | -0.040801 | -119.8951 | 120.2359
Line1_1_3 | 0.10925 | 0.10407 | 0.10754 | 0.10925 | 0.10407 | 0.10754 | 0.025231 | 0.024034 | 0.024836 | 0.025231 | 0.024034 | 0.024836 | -0.001624 | -0.00087786 | -0.00011267 | 0.0017448 | 0.00098831 | 0.00022467 | -0.027264 | -0.02613 | -0.026954 | 0.027499 | 0.026349 | 0.027186 | 93.3681 | -27.9709 | -149.5246 | -86.6319 | 152.0291 | 30.4754 |  | 1.0825 | 1.0878 | 1.0853 | 1.0921 | 1.0971 | 1.0946 | -0.040801 | -119.8951 | 120.2359 | -0.26232 | -120.119 | 120.0019
Line2_1_4 | 0.13967 | 0.13303 | 0.13696 | 0.13967 | 0.13303 | 0.13696 | 0.032256 | 0.030723 | 0.03163 | 0.032256 | 0.030723 | 0.03163 | -0.0021946 | -0.0014107 | -0.00037399 | 0.0023913 | 0.0015914 | 0.0005559 | -0.034848 | -0.03339 | -0.034325 | 0.035233 | 0.033748 | 0.034702 | 93.5627 | -27.4759 | -149.1399 | -86.4373 | 152.5241 | 30.8601 |  | 1.0825 | 1.0878 | 1.0853 | 1.0948 | 1.0997 | 1.0973 | -0.040801 | -119.8951 | 120.2359 | -0.32019 | -120.1758 | 119.9424
Line3_1_5 | 0 | 0 | 0 | 0 | 0 | 0 | 0 | 0 | 0 | 0 | 0 | 0 | 6.3127e-10 | 4.394e-10 | -2.3029e-10 | -4.4466e-10 | -3.704e-10 | -2.531e-11 | 3.7848e-10 | -5.2694e-10 | 1.0041e-10 | -1.9221e-10 | 2.7114e-10 | -3.3002e-11 | 0 | 0 | 0 | 0 | 0 | 0 |  | 1.0825 | 1.0878 | 1.0853 | 1.0825 | 1.0878 | 1.0853 | -0.040801 | -119.8951 | 120.2359 | -0.040801 | -119.8951 | 120.2359
Line4_2_6 | 0.095703 | 0.11615 | 0.11841 | 0.095703 | 0.11615 | 0.11841 | 0.022102 | 0.026824 | 0.027345 | 0.022102 | 0.026824 | 0.027345 | -0.0066596 | -0.011763 | -0.010881 | 0.0067503 | 0.01189 | 0.01103 | -0.023196 | -0.027024 | -0.027944 | 0.023387 | 0.027289 | 0.02822 | 105.8946 | -6.3937 | -128.561 | -74.1054 | 173.6063 | 51.439 |  | 1.0919 | 1.0988 | 1.0967 | 1.1013 | 1.1097 | 1.108 | -0.12391 | -119.9159 | 120.1628 | -0.2056 | -119.9362 | 120.0913
Line5_6_7 | 0.095703 | 0.11615 | 0.11841 | 0.095703 | 0.11615 | 0.11841 | 0.022102 | 0.026824 | 0.027345 | 0.022102 | 0.026824 | 0.027345 | -0.0067503 | -0.01189 | -0.01103 | 0.0068411 | 0.012017 | 0.011178 | -0.023387 | -0.027289 | -0.02822 | 0.023577 | 0.027555 | 0.028496 | 105.8946 | -6.3937 | -128.561 | -74.1054 | 173.6063 | 51.439 |  | 1.1013 | 1.1097 | 1.108 | 1.1108 | 1.1207 | 1.1194 | -0.2056 | -119.9362 | 120.0913 | -0.28591 | -119.9562 | 120.0211
Line6_7_8 | 0.036187 | 0 | 0 | 0.036187 | 0 | 0 | 0.008357 | 0 | 0 | 0.008357 | 0 | 0 | 0.0065583 | 1.3411e-09 | -3.4728e-10 | -0.0065474 | -1.1948e-09 | -3.502e-11 | 0.0065692 | -1.1281e-09 | 1.4789e-10 | -0.0065474 | 7.6988e-10 | -9.555e-11 | -45.3335 | 0 | 0 | 134.6665 | 0 | 0 |  | 1.1108 | 1.1207 | 1.1194 | 1.108 | 1.1203 | 1.1193 | -0.28591 | -119.9562 | 120.0211 | -0.33353 | -119.9362 | 119.9919
Line7_8_9 | 0 | 0 | 0 | 0 | 0 | 0 | 0 | 0 | 0 | 0 | 0 | 0 | 4.8011e-10 | 4.5311e-10 | -1.2465e-10 | -2.3565e-10 | -2.8859e-10 | -2.8433e-10 | 3.5087e-10 | -3.8254e-10 | 4.747e-11 | -2.4832e-11 | 4.799e-12 | -6.0915e-13 | 0 | 0 | 0 | 0 | 0 | 0 |  | 1.108 | 1.1203 | 1.1193 | 1.108 | 1.1203 | 1.1193 | -0.33353 | -119.9362 | 119.9919 | -0.33353 | -119.9362 | 119.9919
Line8_8_10 | 0 | 0 | 0 | 0 | 0 | 0 | 0 | 0 | 0 | 0 | 0 | 0 | 4.8011e-10 | 4.5311e-10 | -1.2465e-10 | -2.3565e-10 | -2.8859e-10 | -2.8433e-10 | 3.5087e-10 | -3.8254e-10 | 4.747e-11 | -2.4832e-11 | 4.799e-12 | -6.0915e-13 | 0 | 0 | 0 | 0 | 0 | 0 |  | 1.108 | 1.1203 | 1.1193 | 1.108 | 1.1203 | 1.1193 | -0.33353 | -119.9362 | 119.9919 | -0.33353 | -119.9362 | 119.9919
Line9_3_11 | 0.10925 | 0.10407 | 0.10754 | 0.10925 | 0.10407 | 0.10754 | 0.025231 | 0.024034 | 0.024836 | 0.025231 | 0.024034 | 0.024836 | -0.0017448 | -0.00098831 | -0.00022467 | 0.0018655 | 0.0010988 | 0.00033666 | -0.027499 | -0.026349 | -0.027186 | 0.027734 | 0.026568 | 0.027417 | 93.3681 | -27.9709 | -149.5246 | -86.6319 | 152.0291 | 30.4754 |  | 1.0921 | 1.0971 | 1.0946 | 1.1017 | 1.1064 | 1.104 | -0.26232 | -120.119 | 120.0019 | -0.47999 | -120.3391 | 119.7719

## LG_max_fault_10
name | pf_ikss_a_from_ka | pf_ikss_b_from_ka | pf_ikss_c_from_ka | pf_ikss_a_to_ka | pf_ikss_b_to_ka | pf_ikss_c_to_ka | pf_skss_a_from_mw | pf_skss_b_from_mw | pf_skss_c_from_mw | pf_skss_a_to_mw | pf_skss_b_to_mw | pf_skss_c_to_mw | pf_p_a_from_mw | pf_p_b_from_mw | pf_p_c_from_mw | pf_p_a_to_mw | pf_p_b_to_mw | pf_p_c_to_mw | pf_q_a_from_mvar | pf_q_b_from_mvar | pf_q_c_from_mvar | pf_q_a_to_mvar | pf_q_b_to_mvar | pf_q_c_to_mvar | pf_ikss_a_from_degree | pf_ikss_b_from_degree | pf_ikss_c_from_degree | pf_ikss_a_to_degree | pf_ikss_b_to_degree | pf_ikss_c_to_degree | 3xI0 | pf_vm_a_from_pu | pf_vm_b_from_pu | pf_vm_c_from_pu | pf_vm_a_to_pu | pf_vm_b_to_pu | pf_vm_c_to_pu | pf_va_a_from_degree | pf_va_b_from_degree | pf_va_c_from_degree | pf_va_a_to_degree | pf_va_b_to_degree | pf_va_c_to_degree
Line0_1_2 | 0.095378 | 0.11688 | 0.11925 | 0.095378 | 0.11688 | 0.11925 | 0.022027 | 0.026992 | 0.02754 | 0.022027 | 0.026992 | 0.02754 | -0.0066181 | -0.012199 | -0.011201 | 0.0067082 | 0.012328 | 0.011351 | -0.024088 | -0.028246 | -0.029247 | 0.024278 | 0.028515 | 0.029527 | 105.3145 | -6.5359 | -128.8035 | -74.6855 | 173.4641 | 51.1965 |  | 1.1341 | 1.1399 | 1.1372 | 1.1435 | 1.1509 | 1.1486 | -0.04825 | -119.8955 | 120.2412 | -0.13157 | -119.9163 | 120.1677
Line10_11_12 | 0.11063 | 0.10512 | 0.10878 | 0.11063 | 0.10512 | 0.10878 | 0.025548 | 0.024277 | 0.025121 | 0.025548 | 0.024277 | 0.025121 | -0.0020472 | -0.0012031 | -0.00035439 | 0.002171 | 0.0013159 | 0.0004688 | -0.0294 | -0.028105 | -0.029041 | 0.029641 | 0.028329 | 0.029278 | 93.5125 | -27.8713 | -149.5069 | -86.4875 | 152.1287 | 30.4931 |  | 1.1536 | 1.1587 | 1.1561 | 1.1633 | 1.1681 | 1.1656 | -0.47059 | -120.3226 | 119.794 | -0.67646 | -120.531 | 119.5758
Line11_12_13 | 0.11063 | 0.10512 | 0.10878 | 0.11063 | 0.10512 | 0.10878 | 0.025548 | 0.024277 | 0.025121 | 0.025548 | 0.024277 | 0.025121 | -0.002171 | -0.0013159 | -0.0004688 | 0.0022948 | 0.0014288 | 0.0005832 | -0.029641 | -0.028329 | -0.029278 | 0.029882 | 0.028553 | 0.029515 | 93.5125 | -27.8713 | -149.5069 | -86.4875 | 152.1287 | 30.4931 |  | 1.1633 | 1.1681 | 1.1656 | 1.1731 | 1.1776 | 1.1751 | -0.67646 | -120.531 | 119.5758 | -0.8789 | -120.736 | 119.3611
Line12_13_15 | 0 | 0 | 0 | 0 | 0 | 0 | 0 | 0 | 0 | 0 | 0 | 0 | 1.5398e-09 | 1.1338e-09 | 2.4987e-10 | -1.3416e-09 | -1.0913e-09 | -4.9066e-10 | 7.0574e-10 | -5.786e-10 | 4.2703e-10 | -5.4307e-10 | 3.2472e-10 | -3.3754e-10 | 0 | 0 | 0 | 0 | 0 | 0 |  | 1.1731 | 1.1776 | 1.1751 | 1.1731 | 1.1776 | 1.1751 | -0.8789 | -120.736 | 119.3611 | -0.8789 | -120.736 | 119.3611
Line13_13_14 | 0.11063 | 0.10512 | 0.10878 | 0.11063 | 0.10512 | 0.10878 | 0.025548 | 0.024277 | 0.025121 | 0.025548 | 0.024277 | 0.025121 | -0.0022948 | -0.0014288 | -0.0005832 | 0.0024187 | 0.0015416 | 0.00069761 | -0.029882 | -0.028553 | -0.029515 | 0.030123 | 0.028777 | 0.029752 | 93.5125 | -27.8713 | -149.5069 | -86.4875 | 152.1287 | 30.4931 |  | 1.1731 | 1.1776 | 1.1751 | 1.1829 | 1.187 | 1.1847 | -0.8789 | -120.736 | 119.3611 | -1.078 | -120.9378 | 119.1499
Line14_15_16 | 0 | 0 | 0 | 0 | 0 | 0 | 0 | 0 | 0 | 0 | 0 | 0 | 1.0266e-09 | 7.5589e-10 | 1.6658e-10 | -8.2832e-10 | -7.1335e-10 | -4.0737e-10 | 4.7049e-10 | -3.8573e-10 | 2.8469e-10 | -3.0782e-10 | 1.3186e-10 | -1.9519e-10 | 0 | 0 | 0 | 0 | 0 | 0 |  | 1.1731 | 1.1776 | 1.1751 | 1.1731 | 1.1776 | 1.1751 | -0.8789 | -120.736 | 119.3611 | -0.8789 | -120.736 | 119.3611
Line15_16_17 | 0 | 0 | 0 | 0 | 0 | 0 | 0 | 0 | 0 | 0 | 0 | 0 | 5.1328e-10 | 3.7795e-10 | 8.3291e-11 | -3.1504e-10 | -3.354e-10 | -3.2408e-10 | 2.3525e-10 | -1.9287e-10 | 1.4234e-10 | -7.2577e-11 | -6.1009e-11 | -5.285e-11 | 0 | 0 | 0 | 0 | 0 | 0 |  | 1.1731 | 1.1776 | 1.1751 | 1.1731 | 1.1776 | 1.1751 | -0.8789 | -120.736 | 119.3611 | -0.8789 | -120.736 | 119.3611
Line16_4_18 | 0 | 0 | 0 | 0 | 0 | 0 | 0 | 0 | 0 | 0 | 0 | 0 | 4.0664e-10 | 2.8603e-10 | -7.1104e-11 | -1.9537e-10 | -2.1898e-10 | -2.0723e-10 | 2.2357e-10 | -2.7e-10 | 8.5909e-11 | -2.5382e-11 | -1.3218e-11 | -3.1664e-12 | 0 | 0 | 0 | 0 | 0 | 0 |  | 1.1465 | 1.1518 | 1.1492 | 1.1465 | 1.1518 | 1.1492 | -0.3145 | -120.163 | 119.9609 | -0.3145 | -120.163 | 119.9609
Line17_5_19 | 0 | 0 | 0 | 0 | 0 | 0 | 0 | 0 | 0 | 0 | 0 | 0 | 3.5621e-10 | 2.4629e-10 | -1.3871e-10 | -1.4189e-10 | -1.6683e-10 | -1.5507e-10 | 2.1798e-10 | -3.0234e-10 | 5.7958e-11 | -3.8521e-12 | 8.3844e-12 | 1.9312e-11 | 0 | 0 | 0 | 0 | 0 | 0 |  | 1.1341 | 1.1399 | 1.1372 | 1.1341 | 1.1399 | 1.1372 | -0.04825 | -119.8955 | 120.2412 | -0.04825 | -119.8955 | 120.2412
Line1_1_3 | 0.11063 | 0.10512 | 0.10878 | 0.11063 | 0.10512 | 0.10878 | 0.025548 | 0.024277 | 0.025121 | 0.025548 | 0.024277 | 0.025121 | -0.0017995 | -0.00097747 | -0.00012557 | 0.0019233 | 0.0010903 | 0.00023998 | -0.028918 | -0.027657 | -0.028567 | 0.029159 | 0.027881 | 0.028804 | 93.5125 | -27.8713 | -149.5069 | -86.4875 | 152.1287 | 30.4931 |  | 1.1341 | 1.1399 | 1.1372 | 1.1438 | 1.1493 | 1.1466 | -0.04825 | -119.8955 | 120.2412 | -0.26122 | -120.1108 | 120.0157
Line2_1_4 | 0.14012 | 0.13314 | 0.13725 | 0.14012 | 0.13314 | 0.13725 | 0.03236 | 0.030748 | 0.031697 | 0.03236 | 0.030748 | 0.031697 | -0.0023967 | -0.0015366 | -0.00039613 | 0.0025947 | 0.0017179 | 0.00057855 | -0.036622 | -0.035016 | -0.036043 | 0.037008 | 0.035375 | 0.036421 | 93.6961 | -27.3828 | -149.1291 | -86.3039 | 152.6172 | 30.8709 |  | 1.1341 | 1.1399 | 1.1372 | 1.1465 | 1.1518 | 1.1492 | -0.04825 | -119.8955 | 120.2412 | -0.3145 | -120.163 | 119.9609
Line3_1_5 | 0 | 0 | 0 | 0 | 0 | 0 | 0 | 0 | 0 | 0 | 0 | 0 | 7.1242e-10 | 4.9259e-10 | -2.7742e-10 | -4.981e-10 | -4.1312e-10 | -1.6362e-11 | 4.3596e-10 | -6.0467e-10 | 1.1592e-10 | -2.2183e-10 | 3.1072e-10 | -3.8646e-11 | 0 | 0 | 0 | 0 | 0 | 0 |  | 1.1341 | 1.1399 | 1.1372 | 1.1341 | 1.1399 | 1.1372 | -0.04825 | -119.8955 | 120.2412 | -0.04825 | -119.8955 | 120.2412
Line4_2_6 | 0.095378 | 0.11688 | 0.11925 | 0.095378 | 0.11688 | 0.11925 | 0.022027 | 0.026992 | 0.02754 | 0.022027 | 0.026992 | 0.02754 | -0.0067082 | -0.012328 | -0.011351 | 0.0067983 | 0.012456 | 0.011502 | -0.024278 | -0.028515 | -0.029527 | 0.024467 | 0.028783 | 0.029806 | 105.3145 | -6.5359 | -128.8035 | -74.6855 | 173.4641 | 51.1965 |  | 1.1435 | 1.1509 | 1.1486 | 1.1529 | 1.162 | 1.1601 | -0.13157 | -119.9163 | 120.1677 | -0.21353 | -119.9368 | 120.0957
Line5_6_7 | 0.095378 | 0.11688 | 0.11925 | 0.095378 | 0.11688 | 0.11925 | 0.022027 | 0.026992 | 0.02754 | 0.022027 | 0.026992 | 0.02754 | -0.0067983 | -0.012456 | -0.011502 | 0.0068883 | 0.012585 | 0.011652 | -0.024467 | -0.028783 | -0.029806 | 0.024657 | 0.029052 | 0.030086 | 105.3145 | -6.5359 | -128.8035 | -74.6855 | 173.4641 | 51.1965 |  | 1.1529 | 1.162 | 1.1601 | 1.1623 | 1.173 | 1.1715 | -0.21353 | -119.9368 | 120.0957 | -0.29417 | -119.9568 | 120.0251
Line6_7_8 | 0.037865 | 0 | 0 | 0.037865 | 0 | 0 | 0.0087446 | 0 | 0 | 0.0087446 | 0 | 0 | 0.0071808 | 1.4699e-09 | -4.383e-10 | -0.0071688 | -1.305e-09 | 5.044e-12 | 0.0071927 | -1.2781e-09 | 1.7034e-10 | -0.0071688 | 8.7147e-10 | -1.0992e-10 | -45.3418 | 0 | 0 | 134.6582 | 0 | 0 |  | 1.1623 | 1.173 | 1.1715 | 1.1594 | 1.1725 | 1.1714 | -0.29417 | -119.9568 | 120.0251 | -0.3418 | -119.9369 | 119.9958
Line7_8_9 | 0 | 0 | 0 | 0 | 0 | 0 | 0 | 0 | 0 | 0 | 0 | 0 | 5.3019e-10 | 4.966e-10 | -1.5583e-10 | -2.525e-10 | -3.1184e-10 | -3.0662e-10 | 3.9571e-10 | -4.3313e-10 | 5.4787e-11 | -2.7896e-11 | 5.2104e-12 | -3.436e-13 | 0 | 0 | 0 | 0 | 0 | 0 |  | 1.1594 | 1.1725 | 1.1714 | 1.1594 | 1.1725 | 1.1714 | -0.3418 | -119.9369 | 119.9958 | -0.3418 | -119.9369 | 119.9958
Line8_8_10 | 0 | 0 | 0 | 0 | 0 | 0 | 0 | 0 | 0 | 0 | 0 | 0 | 5.3019e-10 | 4.966e-10 | -1.5583e-10 | -2.525e-10 | -3.1184e-10 | -3.0662e-10 | 3.9571e-10 | -4.3313e-10 | 5.4787e-11 | -2.7896e-11 | 5.2105e-12 | -3.4363e-13 | 0 | 0 | 0 | 0 | 0 | 0 |  | 1.1594 | 1.1725 | 1.1714 | 1.1594 | 1.1725 | 1.1714 | -0.3418 | -119.9369 | 119.9958 | -0.3418 | -119.9369 | 119.9958
Line9_3_11 | 0.11063 | 0.10512 | 0.10878 | 0.11063 | 0.10512 | 0.10878 | 0.025548 | 0.024277 | 0.025121 | 0.025548 | 0.024277 | 0.025121 | -0.0019233 | -0.0010903 | -0.00023998 | 0.0020472 | 0.0012031 | 0.00035439 | -0.029159 | -0.027881 | -0.028804 | 0.0294 | 0.028105 | 0.029041 | 93.5125 | -27.8713 | -149.5069 | -86.4875 | 152.1287 | 30.4931 |  | 1.1438 | 1.1493 | 1.1466 | 1.1536 | 1.1587 | 1.1561 | -0.26122 | -120.1108 | 120.0157 | -0.47059 | -120.3226 | 119.794

## LG_min_6
name | pf_ikss_a_from_ka | pf_ikss_b_from_ka | pf_ikss_c_from_ka | pf_ikss_a_to_ka | pf_ikss_b_to_ka | pf_ikss_c_to_ka | pf_skss_a_from_mw | pf_skss_b_from_mw | pf_skss_c_from_mw | pf_skss_a_to_mw | pf_skss_b_to_mw | pf_skss_c_to_mw | pf_p_a_from_mw | pf_p_b_from_mw | pf_p_c_from_mw | pf_p_a_to_mw | pf_p_b_to_mw | pf_p_c_to_mw | pf_q_a_from_mvar | pf_q_b_from_mvar | pf_q_c_from_mvar | pf_q_a_to_mvar | pf_q_b_to_mvar | pf_q_c_to_mvar | pf_ikss_a_from_degree | pf_ikss_b_from_degree | pf_ikss_c_from_degree | pf_ikss_a_to_degree | pf_ikss_b_to_degree | pf_ikss_c_to_degree | 3xI0 | pf_vm_a_from_pu | pf_vm_b_from_pu | pf_vm_c_from_pu | pf_vm_a_to_pu | pf_vm_b_to_pu | pf_vm_c_to_pu | pf_va_a_from_degree | pf_va_b_from_degree | pf_va_c_from_degree | pf_va_a_to_degree | pf_va_b_to_degree | pf_va_c_to_degree
Line0_1_2 | 0.19993 | 0.024949 | 0.024771 | 0.19993 | 0.02495 | 0.024771 | 0.046172 | 0.0057618 | 0.0057206 | 0.046172 | 0.0057619 | 0.0057207 | 0.0027401 | -0.0045805 | 0.0049125 | -0.0020687 | 0.0046044 | -0.0048888 | 0.0028493 | 0.0079923 | 0.0073173 | -0.00215 | -0.0079674 | -0.0072928 | -86.173 | 93.5024 | 94.0075 | 93.827 | -86.4976 | -85.9925 |  | 0.085615 | 1.5988 | 1.5406 | 0.064619 | 1.5971 | 1.5348 | -40.0543 | -146.6801 | 150.1321 | -40.0696 | -146.4737 | 150.171
Line10_11_12 | 0.02521 | 0.024885 | 0.024824 | 0.02521 | 0.024885 | 0.024824 | 0.005822 | 0.005747 | 0.0057329 | 0.005822 | 0.005747 | 0.0057329 | -0.00035907 | -0.0045192 | 0.0049094 | 0.00036523 | 0.0045252 | -0.0049036 | -0.0003709 | 0.0079943 | 0.007322 | 0.00037732 | -0.0079883 | -0.0073159 | 94.0275 | 93.9424 | 93.9934 | -85.9725 | -86.0576 | -86.0066 |  | 0.08867 | 1.5979 | 1.5377 | 0.090197 | 1.5975 | 1.5363 | -40.0443 | -146.5779 | 150.1512 | -40.0396 | -146.5267 | 150.1608
Line11_12_13 | 0.02521 | 0.024885 | 0.024824 | 0.02521 | 0.024886 | 0.024825 | 0.005822 | 0.005747 | 0.0057329 | 0.0058221 | 0.0057471 | 0.005733 | -0.00036523 | -0.0045252 | 0.0049036 | 0.00037139 | 0.0045312 | -0.0048978 | -0.00037732 | 0.0079883 | 0.0073159 | 0.00038375 | -0.0079822 | -0.0073099 | 94.0274 | 93.9423 | 93.9933 | -85.9726 | -86.0577 | -86.0067 |  | 0.090197 | 1.5975 | 1.5363 | 0.091725 | 1.5971 | 1.5348 | -40.0396 | -146.5267 | 150.1608 | -40.035 | -146.4756 | 150.1704
Line12_13_15 | 0 | 0 | 0 | 0 | 0 | 0 | 0 | 0 | 0 | 0 | 0 | 0 | 1.3219e-08 | 1.8489e-07 | -1.7359e-07 | -8.5989e-09 | -1.2763e-07 | 1.1171e-07 | 1.4992e-08 | -2.9487e-07 | -2.8589e-07 | -1.02e-08 | 1.941e-07 | 1.9328e-07 | 0 | 0 | 0 | 0 | 0 | 0 |  | 0.091725 | 1.5971 | 1.5348 | 0.091725 | 1.5971 | 1.5348 | -40.035 | -146.4756 | 150.1704 | -40.035 | -146.4756 | 150.1704
Line13_13_14 | 0.025211 | 0.024887 | 0.024826 | 0.025212 | 0.024887 | 0.024826 | 0.0058223 | 0.0057473 | 0.0057332 | 0.0058224 | 0.0057474 | 0.0057333 | -0.0003714 | -0.0045314 | 0.004898 | 0.00037756 | 0.0045374 | -0.0048921 | -0.00038376 | 0.0079825 | 0.0073102 | 0.00039019 | -0.0079764 | -0.0073042 | 94.0273 | 93.9422 | 93.9932 | -85.9727 | -86.0578 | -86.0068 |  | 0.091725 | 1.5971 | 1.5348 | 0.093252 | 1.5967 | 1.5333 | -40.035 | -146.4756 | 150.1704 | -40.0306 | -146.4244 | 150.18
Line14_15_16 | 0 | 0 | 0 | 0 | 0 | 0 | 0 | 0 | 0 | 0 | 0 | 0 | 8.8126e-09 | 1.2326e-07 | -1.1572e-07 | -4.1925e-09 | -6.6003e-08 | 5.3847e-08 | 9.9949e-09 | -1.9658e-07 | -1.906e-07 | -5.203e-09 | 9.5809e-08 | 9.7985e-08 | 0 | 0 | 0 | 0 | 0 | 0 |  | 0.091725 | 1.5971 | 1.5348 | 0.091725 | 1.5971 | 1.5348 | -40.035 | -146.4756 | 150.1704 | -40.035 | -146.4756 | 150.1704
Line15_16_17 | 0 | 0 | 0 | 0 | 0 | 0 | 0 | 0 | 0 | 0 | 0 | 0 | 4.4063e-09 | 6.163e-08 | -5.7862e-08 | 2.1378e-10 | -4.3727e-09 | -4.0153e-09 | 4.9975e-09 | -9.8289e-08 | -9.5298e-08 | -2.0553e-10 | -2.4802e-09 | 2.6869e-09 | 0 | 0 | 0 | 0 | 0 | 0 |  | 0.091725 | 1.5971 | 1.5348 | 0.091725 | 1.5971 | 1.5348 | -40.035 | -146.4756 | 150.1704 | -40.035 | -146.4756 | 150.1704
Line16_4_18 | 0 | 0 | 0 | 0 | 0 | 0 | 0 | 0 | 0 | 0 | 0 | 0 | 4.1869e-09 | 6.1999e-08 | -5.795e-08 | 2.0452e-10 | -4.3904e-09 | -4.05e-09 | 4.7796e-09 | -9.8682e-08 | -9.6106e-08 | -1.9535e-10 | -2.4955e-09 | 2.6922e-09 | 0 | 0 | 0 | 0 | 0 | 0 |  | 0.08715 | 1.5984 | 1.5392 | 0.08715 | 1.5984 | 1.5392 | -40.054 | -146.6287 | 150.142 | -40.054 | -146.6287 | 150.142
Line17_5_19 | 0 | 0 | 0 | 0 | 0 | 0 | 0 | 0 | 0 | 0 | 0 | 0 | 4.1126e-09 | 6.2123e-08 | -5.7979e-08 | 2.014e-10 | -4.3963e-09 | -4.0617e-09 | 4.7062e-09 | -9.8813e-08 | -9.6378e-08 | -1.9191e-10 | -2.5006e-09 | 2.694e-09 | 0 | 0 | 0 | 0 | 0 | 0 |  | 0.085615 | 1.5988 | 1.5406 | 0.085615 | 1.5988 | 1.5406 | -40.0543 | -146.6801 | 150.1321 | -40.0543 | -146.6801 | 150.1321
Line1_1_3 | 0.025209 | 0.024885 | 0.024823 | 0.02521 | 0.024885 | 0.024824 | 0.0058218 | 0.0057468 | 0.0057327 | 0.0058219 | 0.0057469 | 0.0057328 | -0.00034675 | -0.0045073 | 0.0049211 | 0.00035291 | 0.0045132 | -0.0049153 | -0.00035805 | 0.0080065 | 0.007334 | 0.00036447 | -0.0080004 | -0.007328 | 94.0275 | 93.9424 | 93.9934 | -85.9725 | -86.0576 | -86.0066 |  | 0.085615 | 1.5988 | 1.5406 | 0.087142 | 1.5984 | 1.5392 | -40.0543 | -146.6801 | 150.1321 | -40.0492 | -146.629 | 150.1416
Line2_1_4 | 0.025338 | 0.025011 | 0.024949 | 0.025338 | 0.025011 | 0.02495 | 0.0058515 | 0.0057761 | 0.0057618 | 0.0058516 | 0.0057762 | 0.0057619 | -0.0003468 | -0.0045686 | 0.0049109 | 0.00035302 | 0.0045747 | -0.004905 | -0.00036153 | 0.0080255 | 0.0073947 | 0.00036802 | -0.0080193 | -0.0073886 | 93.7548 | 93.6686 | 93.7205 | -86.2452 | -86.3314 | -86.2795 |  | 0.085615 | 1.5988 | 1.5406 | 0.08715 | 1.5984 | 1.5392 | -40.0543 | -146.6801 | 150.1321 | -40.054 | -146.6287 | 150.142
Line3_1_5 | 0 | 0 | 0 | 0 | 0 | 0 | 0 | 0 | 0 | 0 | 0 | 0 | 8.2253e-09 | 1.2425e-07 | -1.1596e-07 | -3.9112e-09 | -6.6519e-08 | 5.3917e-08 | 9.4125e-09 | -1.9763e-07 | -1.9276e-07 | -4.8981e-09 | 9.6312e-08 | 9.9072e-08 | 0 | 0 | 0 | 0 | 0 | 0 |  | 0.085615 | 1.5988 | 1.5406 | 0.085615 | 1.5988 | 1.5406 | -40.0543 | -146.6801 | 150.1321 | -40.0543 | -146.6801 | 150.1321
Line4_2_6 | 0.19993 | 0.02495 | 0.024771 | 0.19993 | 0.02495 | 0.024772 | 0.046172 | 0.0057619 | 0.0057207 | 0.046172 | 0.0057619 | 0.0057207 | 0.0020687 | -0.0046044 | 0.0048888 | -0.0013973 | 0.0046284 | -0.0048651 | 0.00215 | 0.0079674 | 0.0072928 | -0.0014506 | -0.0079425 | -0.0072682 | -86.173 | 93.5023 | 94.0074 | 93.827 | -86.4977 | -85.9926 |  | 0.064619 | 1.5971 | 1.5348 | 0.043622 | 1.5954 | 1.5289 | -40.0696 | -146.4737 | 150.171 | -40.0995 | -146.2669 | 150.2102
Line5_6_7 | 0.19993 | 0.02495 | 0.024772 | 0.19993 | 0.02495 | 0.024772 | 0.046172 | 0.0057619 | 0.0057207 | 0.046172 | 0.005762 | 0.0057208 | 0.0013973 | -0.0046284 | 0.0048651 | -0.00072586 | 0.0046523 | -0.0048415 | 0.0014506 | 0.0079425 | 0.0072682 | -0.00075134 | -0.0079176 | -0.0072437 | -86.173 | 93.5023 | 94.0074 | 93.827 | -86.4977 | -85.9926 |  | 0.043622 | 1.5954 | 1.5289 | 0.022626 | 1.5938 | 1.523 | -40.0995 | -146.2669 | 150.2102 | -40.185 | -146.0596 | 150.2497
Line6_7_8 | 0.22617 | 0 | 0 | 0.22617 | 0 | 0 | 0.052231 | 0 | 0 | 0.052231 | 0 | 0 | 0.00081842 | 1.9379e-07 | -1.7085e-07 | 3.7798e-15 | -1.3413e-07 | 1.0954e-07 | 0.00085252 | -2.9527e-07 | -2.9105e-07 | -4.5116e-15 | 1.9397e-07 | 1.9639e-07 | -86.3542 | 0 | 0 | 93.6458 | 0 | 0 |  | 0.022626 | 1.5938 | 1.523 | 0 | 1.5925 | 1.5185 | -40.185 | -146.0596 | 150.2497 | 0 | -145.9031 | 150.2806
Line7_8_9 | 0 | 0 | 0 | 0 | 0 | 0 | 0 | 0 | 0 | 0 | 0 | 0 | -5.6893e-21 | 6.4911e-08 | -5.6715e-08 | -2.2819e-17 | -4.3092e-09 | -3.8872e-09 | 6.0433e-21 | -9.8198e-08 | -9.6859e-08 | 2.4152e-17 | -2.4233e-09 | 2.6672e-09 | 0 | 0 | 0 | 0 | 0 | 0 |  | 0 | 1.5925 | 1.5185 | 0 | 1.5925 | 1.5185 | 0 | -145.9031 | 150.2806 | 0 | -145.9031 | 150.2806
Line8_8_10 | 0 | 0 | 0 | 0 | 0 | 0 | 0 | 0 | 0 | 0 | 0 | 0 | -5.6893e-21 | 6.4911e-08 | -5.6715e-08 | -2.2819e-17 | -4.3092e-09 | -3.8872e-09 | 6.0433e-21 | -9.8198e-08 | -9.6859e-08 | 2.4152e-17 | -2.4233e-09 | 2.6672e-09 | 0 | 0 | 0 | 0 | 0 | 0 |  | 0 | 1.5925 | 1.5185 | 0 | 1.5925 | 1.5185 | 0 | -145.9031 | 150.2806 | 0 | -145.9031 | 150.2806
Line9_3_11 | 0.02521 | 0.024885 | 0.024824 | 0.02521 | 0.024885 | 0.024824 | 0.0058219 | 0.0057469 | 0.0057328 | 0.005822 | 0.005747 | 0.0057329 | -0.00035291 | -0.0045132 | 0.0049153 | 0.00035907 | 0.0045192 | -0.0049094 | -0.00036447 | 0.0080004 | 0.007328 | 0.0003709 | -0.0079943 | -0.007322 | 94.0275 | 93.9424 | 93.9934 | -85.9725 | -86.0576 | -86.0066 |  | 0.087142 | 1.5984 | 1.5392 | 0.08867 | 1.5979 | 1.5377 | -40.0492 | -146.629 | 150.1416 | -40.0443 | -146.5779 | 150.1512

## LG_min_10
name | pf_ikss_a_from_ka | pf_ikss_b_from_ka | pf_ikss_c_from_ka | pf_ikss_a_to_ka | pf_ikss_b_to_ka | pf_ikss_c_to_ka | pf_skss_a_from_mw | pf_skss_b_from_mw | pf_skss_c_from_mw | pf_skss_a_to_mw | pf_skss_b_to_mw | pf_skss_c_to_mw | pf_p_a_from_mw | pf_p_b_from_mw | pf_p_c_from_mw | pf_p_a_to_mw | pf_p_b_to_mw | pf_p_c_to_mw | pf_q_a_from_mvar | pf_q_b_from_mvar | pf_q_c_from_mvar | pf_q_a_to_mvar | pf_q_b_to_mvar | pf_q_c_to_mvar | pf_ikss_a_from_degree | pf_ikss_b_from_degree | pf_ikss_c_from_degree | pf_ikss_a_to_degree | pf_ikss_b_to_degree | pf_ikss_c_to_degree | 3xI0 | pf_vm_a_from_pu | pf_vm_b_from_pu | pf_vm_c_from_pu | pf_vm_a_to_pu | pf_vm_b_to_pu | pf_vm_c_to_pu | pf_va_a_from_degree | pf_va_b_from_degree | pf_va_c_from_degree | pf_va_a_to_degree | pf_va_b_to_degree | pf_va_c_to_degree
Line0_1_2 | 0.18941 | 0.023636 | 0.023467 | 0.18941 | 0.023636 | 0.023467 | 0.043742 | 0.0054585 | 0.0054195 | 0.043742 | 0.0054586 | 0.0054196 | 0.0024593 | -0.004111 | 0.004409 | -0.0018567 | 0.0041325 | -0.0043877 | 0.0025572 | 0.0071732 | 0.0065673 | -0.0019296 | -0.0071508 | -0.0065453 | -86.173 | 93.5024 | 94.0075 | 93.827 | -86.4976 | -85.9925 |  | 0.081109 | 1.5146 | 1.4596 | 0.061218 | 1.513 | 1.454 | -40.0543 | -146.6801 | 150.1321 | -40.0696 | -146.4737 | 150.171
Line10_11_12 | 0.023883 | 0.023575 | 0.023517 | 0.023883 | 0.023576 | 0.023518 | 0.0055155 | 0.0054445 | 0.0054311 | 0.0055156 | 0.0054446 | 0.0054312 | -0.00032227 | -0.004056 | 0.0044063 | 0.0003278 | 0.0040614 | -0.004401 | -0.00033288 | 0.007175 | 0.0065715 | 0.00033865 | -0.0071695 | -0.0065661 | 94.0275 | 93.9424 | 93.9934 | -85.9725 | -86.0576 | -86.0066 |  | 0.084003 | 1.5138 | 1.4568 | 0.08545 | 1.5134 | 1.4554 | -40.0443 | -146.5779 | 150.1512 | -40.0396 | -146.5267 | 150.1608
Line11_12_13 | 0.023883 | 0.023576 | 0.023518 | 0.023884 | 0.023576 | 0.023518 | 0.0055156 | 0.0054446 | 0.0054312 | 0.0055157 | 0.0054446 | 0.0054313 | -0.0003278 | -0.0040614 | 0.004401 | 0.00033332 | 0.0040668 | -0.0043958 | -0.00033865 | 0.0071695 | 0.0065661 | 0.00034441 | -0.0071641 | -0.0065607 | 94.0274 | 93.9423 | 93.9933 | -85.9726 | -86.0577 | -86.0067 |  | 0.08545 | 1.5134 | 1.4554 | 0.086897 | 1.513 | 1.454 | -40.0396 | -146.5267 | 150.1608 | -40.035 | -146.4756 | 150.1704
Line12_13_15 | 0 | 0 | 0 | 0 | 0 | 0 | 0 | 0 | 0 | 0 | 0 | 0 | 1.1864e-08 | 1.6594e-07 | -1.558e-07 | -7.7175e-09 | -1.1455e-07 | 1.0026e-07 | 1.3456e-08 | -2.6464e-07 | -2.5659e-07 | -9.155e-09 | 1.742e-07 | 1.7347e-07 | 0 | 0 | 0 | 0 | 0 | 0 |  | 0.086897 | 1.513 | 1.454 | 0.086897 | 1.513 | 1.454 | -40.035 | -146.4756 | 150.1704 | -40.035 | -146.4756 | 150.1704
Line13_13_14 | 0.023885 | 0.023577 | 0.023519 | 0.023885 | 0.023577 | 0.023519 | 0.0055159 | 0.0054448 | 0.0054315 | 0.005516 | 0.0054449 | 0.0054315 | -0.00033333 | -0.004067 | 0.004396 | 0.00033886 | 0.0040723 | -0.0043907 | -0.00034443 | 0.0071643 | 0.006561 | 0.00035019 | -0.0071589 | -0.0065555 | 94.0273 | 93.9422 | 93.9932 | -85.9727 | -86.0578 | -86.0068 |  | 0.086897 | 1.513 | 1.454 | 0.088344 | 1.5126 | 1.4526 | -40.035 | -146.4756 | 150.1704 | -40.0306 | -146.4244 | 150.18
Line14_15_16 | 0 | 0 | 0 | 0 | 0 | 0 | 0 | 0 | 0 | 0 | 0 | 0 | 7.9094e-09 | 1.1063e-07 | -1.0386e-07 | -3.7628e-09 | -5.9238e-08 | 4.8328e-08 | 8.9705e-09 | -1.7643e-07 | -1.7106e-07 | -4.6697e-09 | 8.5989e-08 | 8.7942e-08 | 0 | 0 | 0 | 0 | 0 | 0 |  | 0.086897 | 1.513 | 1.454 | 0.086897 | 1.513 | 1.454 | -40.035 | -146.4756 | 150.1704 | -40.035 | -146.4756 | 150.1704
Line15_16_17 | 0 | 0 | 0 | 0 | 0 | 0 | 0 | 0 | 0 | 0 | 0 | 0 | 3.9547e-09 | 5.5313e-08 | -5.1932e-08 | 1.9187e-10 | -3.9246e-09 | -3.6037e-09 | 4.4853e-09 | -8.8215e-08 | -8.553e-08 | -1.8446e-10 | -2.226e-09 | 2.4115e-09 | 0 | 0 | 0 | 0 | 0 | 0 |  | 0.086897 | 1.513 | 1.454 | 0.086897 | 1.513 | 1.454 | -40.035 | -146.4756 | 150.1704 | -40.035 | -146.4756 | 150.1704
Line16_4_18 | 0 | 0 | 0 | 0 | 0 | 0 | 0 | 0 | 0 | 0 | 0 | 0 | 3.7577e-09 | 5.5645e-08 | -5.2011e-08 | 1.8356e-10 | -3.9404e-09 | -3.6349e-09 | 4.2898e-09 | -8.8567e-08 | -8.6256e-08 | -1.7533e-10 | -2.2397e-09 | 2.4163e-09 | 0 | 0 | 0 | 0 | 0 | 0 |  | 0.082563 | 1.5142 | 1.4582 | 0.082563 | 1.5142 | 1.4582 | -40.054 | -146.6287 | 150.142 | -40.054 | -146.6287 | 150.142
Line17_5_19 | 0 | 0 | 0 | 0 | 0 | 0 | 0 | 0 | 0 | 0 | 0 | 0 | 3.6911e-09 | 5.5756e-08 | -5.2037e-08 | 1.8075e-10 | -3.9457e-09 | -3.6454e-09 | 4.2239e-09 | -8.8685e-08 | -8.65e-08 | -1.7224e-10 | -2.2443e-09 | 2.4179e-09 | 0 | 0 | 0 | 0 | 0 | 0 |  | 0.081109 | 1.5146 | 1.4596 | 0.081109 | 1.5146 | 1.4596 | -40.0543 | -146.6801 | 150.1321 | -40.0543 | -146.6801 | 150.1321
Line1_1_3 | 0.023882 | 0.023575 | 0.023517 | 0.023883 | 0.023575 | 0.023517 | 0.0055154 | 0.0054444 | 0.005431 | 0.0055155 | 0.0054444 | 0.0054311 | -0.00031121 | -0.0040453 | 0.0044167 | 0.00031674 | 0.0040507 | -0.0044115 | -0.00032135 | 0.0071858 | 0.0065823 | 0.00032712 | -0.0071804 | -0.0065769 | 94.0275 | 93.9424 | 93.9934 | -85.9725 | -86.0576 | -86.0066 |  | 0.081109 | 1.5146 | 1.4596 | 0.082556 | 1.5142 | 1.4582 | -40.0543 | -146.6801 | 150.1321 | -40.0492 | -146.629 | 150.1416
Line2_1_4 | 0.024004 | 0.023695 | 0.023636 | 0.024004 | 0.023695 | 0.023637 | 0.0055435 | 0.0054721 | 0.0054586 | 0.0055436 | 0.0054721 | 0.0054586 | -0.00031126 | -0.0041004 | 0.0044076 | 0.00031684 | 0.0041058 | -0.0044023 | -0.00032447 | 0.0072029 | 0.0066368 | 0.0003303 | -0.0071974 | -0.0066314 | 93.7548 | 93.6686 | 93.7205 | -86.2452 | -86.3314 | -86.2795 |  | 0.081109 | 1.5146 | 1.4596 | 0.082563 | 1.5142 | 1.4582 | -40.0543 | -146.6801 | 150.1321 | -40.054 | -146.6287 | 150.142
Line3_1_5 | 0 | 0 | 0 | 0 | 0 | 0 | 0 | 0 | 0 | 0 | 0 | 0 | 7.3822e-09 | 1.1151e-07 | -1.0407e-07 | -3.5104e-09 | -5.9701e-08 | 4.8391e-08 | 8.4477e-09 | -1.7737e-07 | -1.73e-07 | -4.3961e-09 | 8.6441e-08 | 8.8917e-08 | 0 | 0 | 0 | 0 | 0 | 0 |  | 0.081109 | 1.5146 | 1.4596 | 0.081109 | 1.5146 | 1.4596 | -40.0543 | -146.6801 | 150.1321 | -40.0543 | -146.6801 | 150.1321
Line4_2_6 | 0.18941 | 0.023636 | 0.023467 | 0.18941 | 0.023637 | 0.023468 | 0.043742 | 0.0054586 | 0.0054196 | 0.043742 | 0.0054587 | 0.0054196 | 0.0018567 | -0.0041325 | 0.0043877 | -0.0012541 | 0.004154 | -0.0043665 | 0.0019296 | 0.0071508 | 0.0065453 | -0.001302 | -0.0071285 | -0.0065233 | -86.173 | 93.5023 | 94.0074 | 93.827 | -86.4977 | -85.9926 |  | 0.061218 | 1.513 | 1.454 | 0.041326 | 1.5114 | 1.4484 | -40.0696 | -146.4737 | 150.171 | -40.0995 | -146.2669 | 150.2102
Line5_6_7 | 0.18941 | 0.023637 | 0.023468 | 0.18941 | 0.023637 | 0.023468 | 0.043742 | 0.0054587 | 0.0054196 | 0.043742 | 0.0054587 | 0.0054197 | 0.0012541 | -0.004154 | 0.0043665 | -0.00065147 | 0.0041755 | -0.0043453 | 0.001302 | 0.0071285 | 0.0065233 | -0.00067433 | -0.0071061 | -0.0065012 | -86.173 | 93.5023 | 94.0074 | 93.827 | -86.4977 | -85.9926 |  | 0.041326 | 1.5114 | 1.4484 | 0.021435 | 1.5099 | 1.4428 | -40.0995 | -146.2669 | 150.2102 | -40.185 | -146.0596 | 150.2497
Line6_7_8 | 0.21426 | 0 | 0 | 0.21426 | 0 | 0 | 0.049482 | 0 | 0 | 0.049482 | 0 | 0 | 0.00073454 | 1.7393e-07 | -1.5334e-07 | 3.3922e-15 | -1.2038e-07 | 9.8315e-08 | 0.00076514 | -2.6501e-07 | -2.6122e-07 | -4.0474e-15 | 1.7409e-07 | 1.7626e-07 | -86.3542 | 0 | 0 | 93.6458 | 0 | 0 |  | 0.021435 | 1.5099 | 1.4428 | 0 | 1.5087 | 1.4386 | -40.185 | -146.0596 | 150.2497 | 0 | -145.9031 | 150.2806
Line7_8_9 | 0 | 0 | 0 | 0 | 0 | 0 | 0 | 0 | 0 | 0 | 0 | 0 | -5.1057e-21 | 5.8258e-08 | -5.0902e-08 | -2.048e-17 | -3.8676e-09 | -3.4888e-09 | 5.4214e-21 | -8.8133e-08 | -8.6932e-08 | 2.1677e-17 | -2.175e-09 | 2.3938e-09 | 0 | 0 | 0 | 0 | 0 | 0 |  | 0 | 1.5087 | 1.4386 | 0 | 1.5087 | 1.4386 | 0 | -145.9031 | 150.2806 | 0 | -145.9031 | 150.2806
Line8_8_10 | 0 | 0 | 0 | 0 | 0 | 0 | 0 | 0 | 0 | 0 | 0 | 0 | -5.1057e-21 | 5.8258e-08 | -5.0902e-08 | -2.048e-17 | -3.8676e-09 | -3.4888e-09 | 5.4214e-21 | -8.8133e-08 | -8.6932e-08 | 2.1677e-17 | -2.175e-09 | 2.3938e-09 | 0 | 0 | 0 | 0 | 0 | 0 |  | 0 | 1.5087 | 1.4386 | 0 | 1.5087 | 1.4386 | 0 | -145.9031 | 150.2806 | 0 | -145.9031 | 150.2806
Line9_3_11 | 0.023883 | 0.023575 | 0.023517 | 0.023883 | 0.023575 | 0.023517 | 0.0055155 | 0.0054444 | 0.0054311 | 0.0055155 | 0.0054445 | 0.0054311 | -0.00031674 | -0.0040507 | 0.0044115 | 0.00032227 | 0.004056 | -0.0044063 | -0.00032712 | 0.0071804 | 0.0065769 | 0.00033288 | -0.007175 | -0.0065715 | 94.0275 | 93.9424 | 93.9934 | -85.9725 | -86.0576 | -86.0066 |  | 0.082556 | 1.5142 | 1.4582 | 0.084003 | 1.5138 | 1.4568 | -40.0492 | -146.629 | 150.1416 | -40.0443 | -146.5779 | 150.1512

## LG_min_fault_6
name | pf_ikss_a_from_ka | pf_ikss_b_from_ka | pf_ikss_c_from_ka | pf_ikss_a_to_ka | pf_ikss_b_to_ka | pf_ikss_c_to_ka | pf_skss_a_from_mw | pf_skss_b_from_mw | pf_skss_c_from_mw | pf_skss_a_to_mw | pf_skss_b_to_mw | pf_skss_c_to_mw | pf_p_a_from_mw | pf_p_b_from_mw | pf_p_c_from_mw | pf_p_a_to_mw | pf_p_b_to_mw | pf_p_c_to_mw | pf_q_a_from_mvar | pf_q_b_from_mvar | pf_q_c_from_mvar | pf_q_a_to_mvar | pf_q_b_to_mvar | pf_q_c_to_mvar | pf_ikss_a_from_degree | pf_ikss_b_from_degree | pf_ikss_c_from_degree | pf_ikss_a_to_degree | pf_ikss_b_to_degree | pf_ikss_c_to_degree | 3xI0 | pf_vm_a_from_pu | pf_vm_b_from_pu | pf_vm_c_from_pu | pf_vm_a_to_pu | pf_vm_b_to_pu | pf_vm_c_to_pu | pf_va_a_from_degree | pf_va_b_from_degree | pf_va_c_from_degree | pf_va_a_to_degree | pf_va_b_to_degree | pf_va_c_to_degree
Line0_1_2 | 0.024784 | 0.0030927 | 0.0030706 | 0.024784 | 0.0030928 | 0.0030706 | 0.0057236 | 0.00071423 | 0.00070913 | 0.0057235 | 0.00071424 | 0.00070914 | 0.0035272 | -0.00023055 | 0.00066246 | -0.0035169 | 0.00023092 | -0.0006621 | 0.0035069 | 0.00071463 | -4.8818e-05 | -0.0034962 | -0.00071425 | 4.9197e-05 | -49.5168 | 130.1586 | 130.6637 | 130.4832 | -49.8414 | -49.3363 |  | 0.86902 | 1.0513 | 0.93672 | 0.86642 | 1.051 | 0.93625 | -4.682 | -121.9608 | 126.4491 | -4.686 | -121.9252 | 126.4142
Line10_11_12 | 0.003125 | 0.0030848 | 0.0030772 | 0.0031251 | 0.0030848 | 0.0030772 | 0.00072169 | 0.0007124 | 0.00071065 | 0.0007217 | 0.00071241 | 0.00071066 | -0.00044648 | -0.00022466 | 0.00066371 | 0.00044658 | 0.00022475 | -0.00066363 | -0.00044083 | 0.00071435 | -4.8947e-05 | 0.00044094 | -0.00071426 | 4.9042e-05 | 130.6837 | 130.5986 | 130.6496 | -49.3163 | -49.4014 | -49.3504 |  | 0.8694 | 1.0512 | 0.93649 | 0.86959 | 1.0511 | 0.93637 | -4.6813 | -121.9432 | 126.4318 | -4.681 | -121.9343 | 126.4232
Line11_12_13 | 0.0031251 | 0.0030848 | 0.0030772 | 0.0031251 | 0.0030848 | 0.0030773 | 0.0007217 | 0.00071241 | 0.00071066 | 0.00072171 | 0.00071242 | 0.00071067 | -0.00044658 | -0.00022475 | 0.00066363 | 0.00044668 | 0.00022485 | -0.00066355 | -0.00044094 | 0.00071426 | -4.9042e-05 | 0.00044104 | -0.00071417 | 4.9136e-05 | 130.6837 | 130.5986 | 130.6496 | -49.3163 | -49.4014 | -49.3504 |  | 0.86959 | 1.0511 | 0.93637 | 0.86978 | 1.051 | 0.93626 | -4.681 | -121.9343 | 126.4232 | -4.6807 | -121.9255 | 126.4145
Line12_13_15 | 0 | 0 | 0 | 0 | 0 | 0 | 0 | 0 | 0 | 0 | 0 | 0 | 1.5935e-08 | 9.7022e-09 | -2.5281e-08 | -1.0377e-08 | -6.8593e-09 | 1.6881e-08 | 1.7265e-08 | -2.6681e-08 | 7.402e-10 | -1.1757e-08 | 1.7665e-08 | -1.2911e-10 | 0 | 0 | 0 | 0 | 0 | 0 |  | 0.86978 | 1.051 | 0.93626 | 0.86978 | 1.051 | 0.93626 | -4.6807 | -121.9255 | 126.4145 | -4.6807 | -121.9255 | 126.4145
Line13_13_14 | 0.0031252 | 0.003085 | 0.0030774 | 0.0031253 | 0.003085 | 0.0030774 | 0.00072174 | 0.00071244 | 0.00071069 | 0.00072175 | 0.00071245 | 0.0007107 | -0.0004467 | -0.00022486 | 0.00066357 | 0.0004468 | 0.00022495 | -0.00066349 | -0.00044106 | 0.0007142 | -4.9137e-05 | 0.00044116 | -0.00071412 | 4.9232e-05 | 130.6835 | 130.5985 | 130.6495 | -49.3165 | -49.4015 | -49.3505 |  | 0.86978 | 1.051 | 0.93626 | 0.86997 | 1.0509 | 0.93614 | -4.6807 | -121.9255 | 126.4145 | -4.6803 | -121.9167 | 126.4059
Line14_15_16 | 0 | 0 | 0 | 0 | 0 | 0 | 0 | 0 | 0 | 0 | 0 | 0 | 1.0623e-08 | 6.4681e-09 | -1.6854e-08 | -5.0658e-09 | -3.6253e-09 | 8.4537e-09 | 1.151e-08 | -1.7788e-08 | 4.9346e-10 | -6.0023e-09 | 8.7708e-09 | 1.1762e-10 | 0 | 0 | 0 | 0 | 0 | 0 |  | 0.86978 | 1.051 | 0.93626 | 0.86978 | 1.051 | 0.93626 | -4.6807 | -121.9255 | 126.4145 | -4.6807 | -121.9255 | 126.4145
Line15_16_17 | 0 | 0 | 0 | 0 | 0 | 0 | 0 | 0 | 0 | 0 | 0 | 0 | 5.3116e-09 | 3.2341e-09 | -8.4269e-09 | 2.4574e-10 | -3.912e-10 | 2.6763e-11 | 5.7551e-09 | -8.8938e-09 | 2.4673e-10 | -2.4723e-10 | -1.2301e-10 | 3.6435e-10 | 0 | 0 | 0 | 0 | 0 | 0 |  | 0.86978 | 1.051 | 0.93626 | 0.86978 | 1.051 | 0.93626 | -4.6807 | -121.9255 | 126.4145 | -4.6807 | -121.9255 | 126.4145
Line16_4_18 | 0 | 0 | 0 | 0 | 0 | 0 | 0 | 0 | 0 | 0 | 0 | 0 | 5.3075e-09 | 3.2747e-09 | -8.4627e-09 | 2.4738e-10 | -3.9238e-10 | 2.5406e-11 | 5.7918e-09 | -8.9193e-09 | 2.1375e-10 | -2.4713e-10 | -1.2472e-10 | 3.6596e-10 | 0 | 0 | 0 | 0 | 0 | 0 |  | 0.86921 | 1.0512 | 0.93661 | 0.86921 | 1.0512 | 0.93661 | -4.6817 | -121.9519 | 126.4405 | -4.6817 | -121.9519 | 126.4405
Line17_5_19 | 0 | 0 | 0 | 0 | 0 | 0 | 0 | 0 | 0 | 0 | 0 | 0 | 5.3061e-09 | 3.2884e-09 | -8.4746e-09 | 2.4793e-10 | -3.9277e-10 | 2.4948e-11 | 5.8041e-09 | -8.9278e-09 | 2.0261e-10 | -2.4709e-10 | -1.253e-10 | 3.665e-10 | 0 | 0 | 0 | 0 | 0 | 0 |  | 0.86902 | 1.0513 | 0.93672 | 0.86902 | 1.0513 | 0.93672 | -4.682 | -121.9608 | 126.4491 | -4.682 | -121.9608 | 126.4491
Line1_1_3 | 0.0031249 | 0.0030847 | 0.0030771 | 0.003125 | 0.0030847 | 0.0030772 | 0.00072168 | 0.00071238 | 0.00071063 | 0.00072168 | 0.00071239 | 0.00071064 | -0.00044629 | -0.00022447 | 0.00066388 | 0.00044639 | 0.00022457 | -0.00066379 | -0.00044062 | 0.00071452 | -4.8759e-05 | 0.00044073 | -0.00071443 | 4.8853e-05 | 130.6838 | 130.5987 | 130.6497 | -49.3162 | -49.4013 | -49.3503 |  | 0.86902 | 1.0513 | 0.93672 | 0.86921 | 1.0512 | 0.93661 | -4.682 | -121.9608 | 126.4491 | -4.6817 | -121.952 | 126.4405
Line2_1_4 | 0.0031409 | 0.0031004 | 0.0030927 | 0.0031409 | 0.0031004 | 0.0030928 | 0.00072535 | 0.00071601 | 0.00071424 | 0.00072536 | 0.00071601 | 0.00071425 | -0.00044645 | -0.00022904 | 0.00066747 | 0.00044655 | 0.00022914 | -0.00066739 | -0.000445 | 0.00071707 | -4.5827e-05 | 0.0004451 | -0.00071698 | 4.5923e-05 | 130.4111 | 130.3249 | 130.3767 | -49.5889 | -49.6751 | -49.6233 |  | 0.86902 | 1.0513 | 0.93672 | 0.86921 | 1.0512 | 0.93661 | -4.682 | -121.9608 | 126.4491 | -4.6817 | -121.9519 | 126.4405
Line3_1_5 | 0 | 0 | 0 | 0 | 0 | 0 | 0 | 0 | 0 | 0 | 0 | 0 | 1.0612e-08 | 6.5768e-09 | -1.6949e-08 | -5.0581e-09 | -3.6812e-09 | 8.4995e-09 | 1.1608e-08 | -1.7856e-08 | 4.0522e-10 | -6.0512e-09 | 8.8025e-09 | 1.6388e-10 | 0 | 0 | 0 | 0 | 0 | 0 |  | 0.86902 | 1.0513 | 0.93672 | 0.86902 | 1.0513 | 0.93672 | -4.682 | -121.9608 | 126.4491 | -4.682 | -121.9608 | 126.4491
Line4_2_6 | 0.024784 | 0.0030928 | 0.0030706 | 0.024784 | 0.0030928 | 0.0030707 | 0.0057235 | 0.00071424 | 0.00070914 | 0.0057235 | 0.00071425 | 0.00070914 | 0.0035169 | -0.00023092 | 0.0006621 | -0.0035066 | 0.00023129 | -0.00066175 | 0.0034962 | 0.00071425 | -4.9196e-05 | -0.0034854 | -0.00071388 | 4.9576e-05 | -49.5168 | 130.1586 | 130.6637 | 130.4832 | -49.8414 | -49.3363 |  | 0.86642 | 1.051 | 0.93625 | 0.86382 | 1.0506 | 0.93578 | -4.686 | -121.9252 | 126.4142 | -4.6901 | -121.8895 | 126.3793
Line5_6_7 | 0.024784 | 0.0030928 | 0.0030707 | 0.024784 | 0.0030928 | 0.0030707 | 0.0057235 | 0.00071425 | 0.00070914 | 0.0057235 | 0.00071426 | 0.00070915 | 0.0035066 | -0.00023129 | 0.00066175 | -0.0034962 | 0.00023166 | -0.00066139 | 0.0034854 | 0.00071388 | -4.9575e-05 | -0.0034747 | -0.0007135 | 4.9954e-05 | -49.5168 | 130.1586 | 130.6636 | 130.4832 | -49.8414 | -49.3364 |  | 0.86382 | 1.0506 | 0.93578 | 0.86122 | 1.0503 | 0.93531 | -4.6901 | -121.8895 | 126.3793 | -4.6941 | -121.8538 | 126.3443
Line6_7_8 | 0.028036 | 0 | 0 | 0.028036 | 0 | 0 | 0.0064746 | 0 | 0 | 0.0064746 | 0 | 0 | 0.0039426 | 1.0258e-08 | -2.5689e-08 | -0.00393 | -7.2466e-09 | 1.7162e-08 | 0.0039431 | -2.6966e-08 | 4.3725e-10 | -0.00393 | 1.7861e-08 | 6.8501e-11 | -49.6979 | 0 | 0 | 130.3021 | 0 | 0 |  | 0.86122 | 1.0503 | 0.93531 | 0.85841 | 1.05 | 0.93495 | -4.6941 | -121.8538 | 126.3443 | -4.6979 | -121.8268 | 126.3179
Line7_8_9 | 0 | 0 | 0 | 0 | 0 | 0 | 0 | 0 | 0 | 0 | 0 | 0 | 5.2122e-09 | 3.4298e-09 | -8.5653e-09 | 2.7823e-10 | -3.8688e-10 | 3.1825e-11 | 5.8532e-09 | -8.9886e-09 | 1.4494e-10 | -2.449e-10 | -1.166e-10 | 3.5839e-10 | 0 | 0 | 0 | 0 | 0 | 0 |  | 0.85841 | 1.05 | 0.93495 | 0.85841 | 1.05 | 0.93495 | -4.6979 | -121.8268 | 126.3179 | -4.6979 | -121.8268 | 126.3179
Line8_8_10 | 0 | 0 | 0 | 0 | 0 | 0 | 0 | 0 | 0 | 0 | 0 | 0 | 5.2122e-09 | 3.4298e-09 | -8.5653e-09 | 2.7823e-10 | -3.8688e-10 | 3.1825e-11 | 5.8532e-09 | -8.9886e-09 | 1.4494e-10 | -2.449e-10 | -1.166e-10 | 3.5839e-10 | 0 | 0 | 0 | 0 | 0 | 0 |  | 0.85841 | 1.05 | 0.93495 | 0.85841 | 1.05 | 0.93495 | -4.6979 | -121.8268 | 126.3179 | -4.6979 | -121.8268 | 126.3179
Line9_3_11 | 0.003125 | 0.0030847 | 0.0030772 | 0.003125 | 0.0030848 | 0.0030772 | 0.00072168 | 0.00071239 | 0.00071064 | 0.00072169 | 0.0007124 | 0.00071065 | -0.00044638 | -0.00022457 | 0.00066379 | 0.00044649 | 0.00022466 | -0.00066371 | -0.00044073 | 0.00071443 | -4.8853e-05 | 0.00044083 | -0.00071435 | 4.8948e-05 | 130.6837 | 130.5986 | 130.6497 | -49.3163 | -49.4014 | -49.3503 |  | 0.86921 | 1.0512 | 0.93661 | 0.8694 | 1.0512 | 0.93649 | -4.6817 | -121.952 | 126.4405 | -4.6813 | -121.9432 | 126.4318

## LG_min_fault_10
name | pf_ikss_a_from_ka | pf_ikss_b_from_ka | pf_ikss_c_from_ka | pf_ikss_a_to_ka | pf_ikss_b_to_ka | pf_ikss_c_to_ka | pf_skss_a_from_mw | pf_skss_b_from_mw | pf_skss_c_from_mw | pf_skss_a_to_mw | pf_skss_b_to_mw | pf_skss_c_to_mw | pf_p_a_from_mw | pf_p_b_from_mw | pf_p_c_from_mw | pf_p_a_to_mw | pf_p_b_to_mw | pf_p_c_to_mw | pf_q_a_from_mvar | pf_q_b_from_mvar | pf_q_c_from_mvar | pf_q_a_to_mvar | pf_q_b_to_mvar | pf_q_c_to_mvar | pf_ikss_a_from_degree | pf_ikss_b_from_degree | pf_ikss_c_from_degree | pf_ikss_a_to_degree | pf_ikss_b_to_degree | pf_ikss_c_to_degree | 3xI0 | pf_vm_a_from_pu | pf_vm_b_from_pu | pf_vm_c_from_pu | pf_vm_a_to_pu | pf_vm_b_to_pu | pf_vm_c_to_pu | pf_va_a_from_degree | pf_va_b_from_degree | pf_va_c_from_degree | pf_va_a_to_degree | pf_va_b_to_degree | pf_va_c_to_degree
Line0_1_2 | 0.023479 | 0.0029299 | 0.002909 | 0.023479 | 0.00293 | 0.002909 | 0.0054223 | 0.00067664 | 0.0006718 | 0.0054223 | 0.00067665 | 0.00067181 | 0.0031657 | -0.00020692 | 0.00059456 | -0.0031564 | 0.00020725 | -0.00059424 | 0.0031475 | 0.00064138 | -4.3814e-05 | -0.0031378 | -0.00064105 | 4.4154e-05 | -49.5168 | 130.1586 | 130.6637 | 130.4832 | -49.8414 | -49.3363 |  | 0.82328 | 0.996 | 0.88742 | 0.82082 | 0.99566 | 0.88698 | -4.682 | -121.9608 | 126.4491 | -4.686 | -121.9252 | 126.4142
Line10_11_12 | 0.0029605 | 0.0029224 | 0.0029152 | 0.0029606 | 0.0029225 | 0.0029153 | 0.00068371 | 0.0006749 | 0.00067325 | 0.00068372 | 0.00067491 | 0.00067325 | -0.00040072 | -0.00020163 | 0.00059569 | 0.00040081 | 0.00020172 | -0.00059561 | -0.00039565 | 0.00064113 | -4.3931e-05 | 0.00039574 | -0.00064105 | 4.4016e-05 | 130.6837 | 130.5986 | 130.6496 | -49.3163 | -49.4014 | -49.3504 |  | 0.82364 | 0.99583 | 0.8872 | 0.82382 | 0.99575 | 0.88709 | -4.6813 | -121.9432 | 126.4318 | -4.681 | -121.9343 | 126.4232
Line11_12_13 | 0.0029606 | 0.0029225 | 0.0029153 | 0.0029606 | 0.0029225 | 0.0029153 | 0.00068372 | 0.00067491 | 0.00067325 | 0.00068373 | 0.00067492 | 0.00067326 | -0.00040081 | -0.00020172 | 0.00059561 | 0.0004009 | 0.0002018 | -0.00059554 | -0.00039574 | 0.00064105 | -4.4015e-05 | 0.00039584 | -0.00064098 | 4.41e-05 | 130.6837 | 130.5986 | 130.6496 | -49.3163 | -49.4014 | -49.3504 |  | 0.82382 | 0.99575 | 0.88709 | 0.824 | 0.99566 | 0.88698 | -4.681 | -121.9343 | 126.4232 | -4.6807 | -121.9255 | 126.4145
Line12_13_15 | 0 | 0 | 0 | 0 | 0 | 0 | 0 | 0 | 0 | 0 | 0 | 0 | 1.4301e-08 | 8.7078e-09 | -2.269e-08 | -9.3138e-09 | -6.1563e-09 | 1.515e-08 | 1.5496e-08 | -2.3947e-08 | 6.6433e-10 | -1.0552e-08 | 1.5854e-08 | -1.1588e-10 | 0 | 0 | 0 | 0 | 0 | 0 |  | 0.824 | 0.99566 | 0.88698 | 0.824 | 0.99566 | 0.88698 | -4.6807 | -121.9255 | 126.4145 | -4.6807 | -121.9255 | 126.4145
Line13_13_14 | 0.0029607 | 0.0029226 | 0.0029154 | 0.0029608 | 0.0029226 | 0.0029155 | 0.00068375 | 0.00067495 | 0.00067329 | 0.00068376 | 0.00067495 | 0.0006733 | -0.00040092 | -0.00020181 | 0.00059556 | 0.00040101 | 0.0002019 | -0.00059549 | -0.00039585 | 0.000641 | -4.4101e-05 | 0.00039595 | -0.00064092 | 4.4186e-05 | 130.6835 | 130.5985 | 130.6495 | -49.3165 | -49.4015 | -49.3505 |  | 0.824 | 0.99566 | 0.88698 | 0.82418 | 0.99558 | 0.88687 | -4.6807 | -121.9255 | 126.4145 | -4.6803 | -121.9167 | 126.4059
Line14_15_16 | 0 | 0 | 0 | 0 | 0 | 0 | 0 | 0 | 0 | 0 | 0 | 0 | 9.5343e-09 | 5.8052e-09 | -1.5126e-08 | -4.5466e-09 | -3.2537e-09 | 7.5872e-09 | 1.033e-08 | -1.5965e-08 | 4.4289e-10 | -5.3871e-09 | 7.8719e-09 | 1.0557e-10 | 0 | 0 | 0 | 0 | 0 | 0 |  | 0.824 | 0.99566 | 0.88698 | 0.824 | 0.99566 | 0.88698 | -4.6807 | -121.9255 | 126.4145 | -4.6807 | -121.9255 | 126.4145
Line15_16_17 | 0 | 0 | 0 | 0 | 0 | 0 | 0 | 0 | 0 | 0 | 0 | 0 | 4.7672e-09 | 2.9026e-09 | -7.5632e-09 | 2.2055e-10 | -3.511e-10 | 2.402e-11 | 5.1652e-09 | -7.9823e-09 | 2.2144e-10 | -2.2189e-10 | -1.104e-10 | 3.2701e-10 | 0 | 0 | 0 | 0 | 0 | 0 |  | 0.824 | 0.99566 | 0.88698 | 0.824 | 0.99566 | 0.88698 | -4.6807 | -121.9255 | 126.4145 | -4.6807 | -121.9255 | 126.4145
Line16_4_18 | 0 | 0 | 0 | 0 | 0 | 0 | 0 | 0 | 0 | 0 | 0 | 0 | 4.7635e-09 | 2.9391e-09 | -7.5953e-09 | 2.2202e-10 | -3.5216e-10 | 2.2802e-11 | 5.1982e-09 | -8.0052e-09 | 1.9184e-10 | -2.218e-10 | -1.1194e-10 | 3.2845e-10 | 0 | 0 | 0 | 0 | 0 | 0 |  | 0.82346 | 0.99592 | 0.88731 | 0.82346 | 0.99592 | 0.88731 | -4.6817 | -121.9519 | 126.4405 | -4.6817 | -121.9519 | 126.4405
Line17_5_19 | 0 | 0 | 0 | 0 | 0 | 0 | 0 | 0 | 0 | 0 | 0 | 0 | 4.7622e-09 | 2.9514e-09 | -7.606e-09 | 2.2252e-10 | -3.5251e-10 | 2.2391e-11 | 5.2092e-09 | -8.0128e-09 | 1.8184e-10 | -2.2176e-10 | -1.1246e-10 | 3.2893e-10 | 0 | 0 | 0 | 0 | 0 | 0 |  | 0.82328 | 0.996 | 0.88742 | 0.82328 | 0.996 | 0.88742 | -4.682 | -121.9608 | 126.4491 | -4.682 | -121.9608 | 126.4491
Line1_1_3 | 0.0029605 | 0.0029223 | 0.0029152 | 0.0029605 | 0.0029224 | 0.0029152 | 0.00068369 | 0.00067489 | 0.00067323 | 0.0006837 | 0.00067489 | 0.00067324 | -0.00040054 | -0.00020146 | 0.00059583 | 0.00040063 | 0.00020155 | -0.00059576 | -0.00039546 | 0.00064128 | -4.3761e-05 | 0.00039556 | -0.00064121 | 4.3846e-05 | 130.6838 | 130.5987 | 130.6497 | -49.3162 | -49.4013 | -49.3503 |  | 0.82328 | 0.996 | 0.88742 | 0.82346 | 0.99592 | 0.88731 | -4.682 | -121.9608 | 126.4491 | -4.6817 | -121.952 | 126.4405
Line2_1_4 | 0.0029756 | 0.0029372 | 0.00293 | 0.0029756 | 0.0029373 | 0.00293 | 0.00068718 | 0.00067832 | 0.00067665 | 0.00068718 | 0.00067833 | 0.00067665 | -0.00040069 | -0.00020557 | 0.00059906 | 0.00040078 | 0.00020565 | -0.00059899 | -0.00039939 | 0.00064357 | -4.113e-05 | 0.00039948 | -0.0006435 | 4.1216e-05 | 130.4111 | 130.3249 | 130.3767 | -49.5889 | -49.6751 | -49.6233 |  | 0.82328 | 0.996 | 0.88742 | 0.82346 | 0.99592 | 0.88731 | -4.682 | -121.9608 | 126.4491 | -4.6817 | -121.9519 | 126.4405
Line3_1_5 | 0 | 0 | 0 | 0 | 0 | 0 | 0 | 0 | 0 | 0 | 0 | 0 | 9.5245e-09 | 5.9027e-09 | -1.5212e-08 | -4.5397e-09 | -3.3039e-09 | 7.6284e-09 | 1.0418e-08 | -1.6026e-08 | 3.6369e-10 | -5.431e-09 | 7.9003e-09 | 1.4709e-10 | 0 | 0 | 0 | 0 | 0 | 0 |  | 0.82328 | 0.996 | 0.88742 | 0.82328 | 0.996 | 0.88742 | -4.682 | -121.9608 | 126.4491 | -4.682 | -121.9608 | 126.4491
Line4_2_6 | 0.023479 | 0.00293 | 0.002909 | 0.023479 | 0.00293 | 0.0029091 | 0.0054223 | 0.00067665 | 0.00067181 | 0.0054223 | 0.00067666 | 0.00067182 | 0.0031564 | -0.00020725 | 0.00059424 | -0.0031472 | 0.00020759 | -0.00059392 | 0.0031378 | 0.00064105 | -4.4154e-05 | -0.0031282 | -0.00064071 | 4.4494e-05 | -49.5168 | 130.1586 | 130.6637 | 130.4832 | -49.8414 | -49.3363 |  | 0.82082 | 0.99566 | 0.88698 | 0.81835 | 0.99533 | 0.88653 | -4.686 | -121.9252 | 126.4142 | -4.6901 | -121.8895 | 126.3793
Line5_6_7 | 0.023479 | 0.00293 | 0.0029091 | 0.023479 | 0.0029301 | 0.0029091 | 0.0054223 | 0.00067666 | 0.00067182 | 0.0054223 | 0.00067667 | 0.00067183 | 0.0031472 | -0.00020759 | 0.00059392 | -0.0031379 | 0.00020792 | -0.0005936 | 0.0031282 | 0.00064071 | -4.4494e-05 | -0.0031185 | -0.00064037 | 4.4834e-05 | -49.5168 | 130.1586 | 130.6636 | 130.4832 | -49.8414 | -49.3364 |  | 0.81835 | 0.99533 | 0.88653 | 0.81589 | 0.99499 | 0.88608 | -4.6901 | -121.8895 | 126.3793 | -4.6941 | -121.8538 | 126.3443
Line6_7_8 | 0.02656 | 0 | 0 | 0.02656 | 0 | 0 | 0.0061338 | 0 | 0 | 0.0061338 | 0 | 0 | 0.0035385 | 9.2064e-09 | -2.3056e-08 | -0.0035272 | -6.5038e-09 | 1.5403e-08 | 0.003539 | -2.4202e-08 | 3.9244e-10 | -0.0035272 | 1.603e-08 | 6.148e-11 | -49.6979 | 0 | 0 | 130.3021 | 0 | 0 |  | 0.81589 | 0.99499 | 0.88608 | 0.81323 | 0.99474 | 0.88574 | -4.6941 | -121.8538 | 126.3443 | -4.6979 | -121.8268 | 126.3179
Line7_8_9 | 0 | 0 | 0 | 0 | 0 | 0 | 0 | 0 | 0 | 0 | 0 | 0 | 4.678e-09 | 3.0783e-09 | -7.6874e-09 | 2.4971e-10 | -3.4723e-10 | 2.8563e-11 | 5.2533e-09 | -8.0673e-09 | 1.3009e-10 | -2.198e-10 | -1.0465e-10 | 3.2166e-10 | 0 | 0 | 0 | 0 | 0 | 0 |  | 0.81323 | 0.99474 | 0.88574 | 0.81323 | 0.99474 | 0.88574 | -4.6979 | -121.8268 | 126.3179 | -4.6979 | -121.8268 | 126.3179
Line8_8_10 | 0 | 0 | 0 | 0 | 0 | 0 | 0 | 0 | 0 | 0 | 0 | 0 | 4.678e-09 | 3.0783e-09 | -7.6874e-09 | 2.4971e-10 | -3.4723e-10 | 2.8563e-11 | 5.2533e-09 | -8.0673e-09 | 1.3009e-10 | -2.198e-10 | -1.0465e-10 | 3.2166e-10 | 0 | 0 | 0 | 0 | 0 | 0 |  | 0.81323 | 0.99474 | 0.88574 | 0.81323 | 0.99474 | 0.88574 | -4.6979 | -121.8268 | 126.3179 | -4.6979 | -121.8268 | 126.3179
Line9_3_11 | 0.0029605 | 0.0029224 | 0.0029152 | 0.0029605 | 0.0029224 | 0.0029152 | 0.0006837 | 0.00067489 | 0.00067324 | 0.00068371 | 0.0006749 | 0.00067325 | -0.00040063 | -0.00020155 | 0.00059576 | 0.00040072 | 0.00020163 | -0.00059569 | -0.00039556 | 0.00064121 | -4.3846e-05 | 0.00039565 | -0.00064113 | 4.3931e-05 | 130.6837 | 130.5986 | 130.6497 | -49.3163 | -49.4014 | -49.3503 |  | 0.82346 | 0.99592 | 0.88731 | 0.82364 | 0.99583 | 0.8872 | -4.6817 | -121.952 | 126.4405 | -4.6813 | -121.9432 | 126.4318

## LLG_max_6
name | pf_ikss_a_from_ka | pf_ikss_b_from_ka | pf_ikss_c_from_ka | pf_ikss_a_to_ka | pf_ikss_b_to_ka | pf_ikss_c_to_ka | pf_skss_a_from_mw | pf_skss_b_from_mw | pf_skss_c_from_mw | pf_skss_a_to_mw | pf_skss_b_to_mw | pf_skss_c_to_mw | pf_p_a_from_mw | pf_p_b_from_mw | pf_p_c_from_mw | pf_p_a_to_mw | pf_p_b_to_mw | pf_p_c_to_mw | pf_q_a_from_mvar | pf_q_b_from_mvar | pf_q_c_from_mvar | pf_q_a_to_mvar | pf_q_b_to_mvar | pf_q_c_to_mvar | pf_ikss_a_from_degree | pf_ikss_b_from_degree | pf_ikss_c_from_degree | pf_ikss_a_to_degree | pf_ikss_b_to_degree | pf_ikss_c_to_degree | 3xI0 | pf_vm_a_from_pu | pf_vm_b_from_pu | pf_vm_c_from_pu | pf_vm_a_to_pu | pf_vm_b_to_pu | pf_vm_c_to_pu | pf_va_a_from_degree | pf_va_b_from_degree | pf_va_c_from_degree | pf_va_a_to_degree | pf_va_b_to_degree | pf_va_c_to_degree
Line0_1_2 | 0.11895 | 1.9286 | 2.1679 | 0.11895 | 1.9286 | 2.1679 | 0.027471 | 0.4454 | 0.50065 | 0.027471 | 0.4454 | 0.50065 | -0.021228 | 0.12037 | 0.23648 | 0.021023 | -0.095573 | -0.18173 | 0.027218 | 0.32676 | 0.36234 | -0.026251 | -0.2514 | -0.27998 | -125.2768 | 175.9698 | 47.8343 | 54.7232 | -4.0302 | -132.1657 |  | 1.2565 | 0.78183 | 0.86424 | 1.2243 | 0.60386 | 0.66671 | 2.6739 | -114.2519 | 104.704 | 3.4134 | -114.8447 | 104.8481
Line10_11_12 | 0.12069 | 0.37913 | 0.37366 | 0.12069 | 0.37913 | 0.37366 | 0.027872 | 0.087556 | 0.086294 | 0.027872 | 0.087556 | 0.086294 | 0.017571 | 0.020367 | -0.070417 | -0.017641 | -0.019808 | 0.071904 | 0.030342 | -0.069431 | -0.035265 | -0.030325 | 0.071649 | 0.036981 | -57.48 | -42.5442 | -100.5639 | 122.52 | 137.4558 | 79.4361 |  | 1.258 | 0.8264 | 0.91262 | 1.2587 | 0.84902 | 0.93698 | 2.4458 | -116.1957 | 106.0381 | 2.3319 | -117.0906 | 106.6533
Line11_12_13 | 0.12069 | 0.37913 | 0.37366 | 0.12069 | 0.37913 | 0.37366 | 0.027872 | 0.087556 | 0.086294 | 0.027872 | 0.087556 | 0.086294 | 0.017641 | 0.019808 | -0.071904 | -0.017712 | -0.019248 | 0.07339 | 0.030325 | -0.071649 | -0.036981 | -0.030308 | 0.073867 | 0.038696 | -57.48 | -42.5442 | -100.5639 | 122.5199 | 137.4557 | 79.4362 |  | 1.2587 | 0.84902 | 0.93698 | 1.2594 | 0.87183 | 0.96145 | 2.3319 | -117.0906 | 106.6533 | 2.2181 | -117.9388 | 107.2373
Line12_13_15 | 0 | 0 | 0 | 0 | 0 | 0 | 0 | 0 | 0 | 0 | 0 | 0 | -1.5528e-08 | -3.1432e-08 | 4.7509e-08 | 9.3813e-09 | 2.1522e-08 | -3.1452e-08 | -6.0948e-08 | 3.1675e-08 | 8.0242e-10 | 4.082e-08 | -2.0996e-08 | -1.3527e-09 | 0 | 0 | 0 | 0 | 0 | 0 |  | 1.2594 | 0.87183 | 0.96145 | 1.2594 | 0.87183 | 0.96145 | 2.2181 | -117.9388 | 107.2373 | 2.2181 | -117.9388 | 107.2373
Line13_13_14 | 0.12069 | 0.37913 | 0.37366 | 0.12069 | 0.37913 | 0.37366 | 0.027872 | 0.087556 | 0.086294 | 0.027872 | 0.087556 | 0.086294 | 0.017712 | 0.019248 | -0.07339 | -0.017782 | -0.018689 | 0.074877 | 0.030308 | -0.073867 | -0.038696 | -0.03029 | 0.076085 | 0.040412 | -57.4801 | -42.5443 | -100.5638 | 122.5199 | 137.4557 | 79.4362 |  | 1.2594 | 0.87183 | 0.96145 | 1.2602 | 0.89482 | 0.98601 | 2.2181 | -117.9388 | 107.2373 | 2.1045 | -118.7436 | 107.7922
Line14_15_16 | 0 | 0 | 0 | 0 | 0 | 0 | 0 | 0 | 0 | 0 | 0 | 0 | -1.0352e-08 | -2.0955e-08 | 3.1672e-08 | 4.2052e-09 | 1.1045e-08 | -1.5615e-08 | -4.0632e-08 | 2.1116e-08 | 5.3495e-10 | 2.0504e-08 | -1.0438e-08 | -1.0852e-09 | 0 | 0 | 0 | 0 | 0 | 0 |  | 1.2594 | 0.87183 | 0.96145 | 1.2594 | 0.87183 | 0.96145 | 2.2181 | -117.9388 | 107.2373 | 2.2181 | -117.9388 | 107.2373
Line15_16_17 | 0 | 0 | 0 | 0 | 0 | 0 | 0 | 0 | 0 | 0 | 0 | 0 | -5.1761e-09 | -1.0477e-08 | 1.5836e-08 | -9.7084e-10 | 5.6739e-10 | 2.2072e-10 | -2.0316e-08 | 1.0558e-08 | 2.6747e-10 | 1.8767e-10 | 1.2072e-10 | -8.1773e-10 | 0 | 0 | 0 | 0 | 0 | 0 |  | 1.2594 | 0.87183 | 0.96145 | 1.2594 | 0.87183 | 0.96145 | 2.2181 | -117.9388 | 107.2373 | 2.2181 | -117.9388 | 107.2373
Line16_4_18 | 0 | 0 | 0 | 0 | 0 | 0 | 0 | 0 | 0 | 0 | 0 | 0 | -4.652e-09 | -1.249e-08 | 1.7008e-08 | -9.6693e-10 | 7.0545e-10 | 3.9614e-10 | -2.4013e-08 | 1.0158e-08 | 7.4447e-10 | 2.1888e-10 | 2.4168e-10 | -8.6475e-10 | 0 | 0 | 0 | 0 | 0 | 0 |  | 1.2585 | 0.80902 | 0.89587 | 1.2585 | 0.80902 | 0.89587 | 2.5892 | -115.5499 | 105.48 | 2.5892 | -115.5499 | 105.48
Line17_5_19 | 0 | 0 | 0 | 0 | 0 | 0 | 0 | 0 | 0 | 0 | 0 | 0 | -4.2429e-09 | -1.335e-08 | 1.7325e-08 | -9.5674e-10 | 7.5363e-10 | 4.7079e-10 | -2.5572e-08 | 9.7247e-09 | 1.0135e-09 | 2.2568e-10 | 3.0147e-10 | -8.7776e-10 | 0 | 0 | 0 | 0 | 0 | 0 |  | 1.2565 | 0.78183 | 0.86424 | 1.2565 | 0.78183 | 0.86424 | 2.6739 | -114.2519 | 104.704 | 2.6739 | -114.2519 | 104.704
Line1_1_3 | 0.12069 | 0.37913 | 0.37366 | 0.12069 | 0.37913 | 0.37366 | 0.027872 | 0.087556 | 0.086294 | 0.027872 | 0.087556 | 0.086294 | 0.017429 | 0.021485 | -0.067443 | -0.0175 | -0.020926 | 0.06893 | 0.030377 | -0.064995 | -0.031834 | -0.030359 | 0.067213 | 0.03355 | -57.48 | -42.5442 | -100.5639 | 122.52 | 137.4558 | 79.4361 |  | 1.2565 | 0.78183 | 0.86424 | 1.2572 | 0.804 | 0.88837 | 2.6739 | -114.2519 | 104.704 | 2.5598 | -115.2508 | 105.3892
Line2_1_4 | 0.13602 | 0.46733 | 0.47735 | 0.13602 | 0.46733 | 0.47735 | 0.031412 | 0.10792 | 0.11024 | 0.031412 | 0.10792 | 0.11024 | 0.012929 | 0.030064 | -0.083254 | -0.013005 | -0.029254 | 0.085642 | 0.037291 | -0.078841 | -0.046325 | -0.03733 | 0.082267 | 0.049184 | -68.2043 | -45.1251 | -104.3888 | 111.7957 | 134.8749 | 75.6112 |  | 1.2565 | 0.78183 | 0.86424 | 1.2585 | 0.80902 | 0.89587 | 2.6739 | -114.2519 | 104.704 | 2.5892 | -115.5499 | 105.48
Line3_1_5 | 0 | 0 | 0 | 0 | 0 | 0 | 0 | 0 | 0 | 0 | 0 | 0 | -8.4857e-09 | -2.6699e-08 | 3.465e-08 | 3.2861e-09 | 1.4103e-08 | -1.6854e-08 | -5.1143e-08 | 1.9449e-08 | 2.027e-09 | 2.5797e-08 | -9.4232e-09 | -1.8913e-09 | 0 | 0 | 0 | 0 | 0 | 0 |  | 1.2565 | 0.78183 | 0.86424 | 1.2565 | 0.78183 | 0.86424 | 2.6739 | -114.2519 | 104.704 | 2.6739 | -114.2519 | 104.704
Line4_2_6 | 0.11895 | 1.9286 | 2.1679 | 0.11895 | 1.9286 | 2.1679 | 0.027471 | 0.4454 | 0.50065 | 0.027471 | 0.4454 | 0.50065 | -0.021023 | 0.095573 | 0.18173 | 0.020819 | -0.070779 | -0.12697 | 0.026251 | 0.2514 | 0.27998 | -0.025283 | -0.17605 | -0.19762 | -125.2768 | 175.9698 | 47.8343 | 54.7232 | -4.0302 | -132.1657 |  | 1.2243 | 0.60386 | 0.66671 | 1.1922 | 0.42601 | 0.46919 | 3.4134 | -114.8447 | 104.8481 | 4.1927 | -115.9326 | 105.1134
Line5_6_7 | 0.11895 | 1.9286 | 2.1679 | 0.11895 | 1.9286 | 2.1679 | 0.027471 | 0.4454 | 0.50065 | 0.027471 | 0.4454 | 0.50065 | -0.020819 | 0.070779 | 0.12697 | 0.020614 | -0.045986 | -0.07222 | 0.025283 | 0.17605 | 0.19762 | -0.024315 | -0.10069 | -0.11526 | -125.2768 | 175.9698 | 47.8343 | 54.7233 | -4.0302 | -132.1657 |  | 1.1922 | 0.42601 | 0.46919 | 1.1604 | 0.24853 | 0.27169 | 4.1927 | -115.9326 | 105.1134 | 5.0149 | -118.5767 | 105.7646
Line6_7_8 | 0 | 2.7508 | 3.0814 | 0 | 2.7508 | 3.0814 | 0 | 0.63527 | 0.71161 | 0 | 0.63527 | 0.71161 | -1.3234e-09 | 0.044307 | 0.11071 | -8.4284e-10 | 3.9247e-14 | 1.0301e-14 | -1.0731e-07 | 0.15154 | 0.1585 | 7.054e-08 | 4.0668e-15 | -8.5949e-16 | 0 | 167.7213 | 50.6989 | 0 | -12.2787 | -129.3011 |  | 1.1604 | 0.24853 | 0.27169 | 1.1135 | 0 | 0 | 5.0149 | -118.5767 | 105.7646 | 5.7855 | 0 | 0
Line7_8_9 | 0 | 0 | 0 | 0 | 0 | 0 | 0 | 0 | 0 | 0 | 0 | 0 | 2.8095e-10 | -3.1055e-22 | -2.7583e-22 | -2.8095e-10 | -3.1559e-19 | -6.2472e-18 | -3.5054e-08 | -2.1071e-21 | 2.9148e-22 | 4.3213e-10 | 1.7768e-17 | -3.2264e-18 | 0 | 0 | 0 | 0 | 0 | 0 |  | 1.1135 | 0 | 0 | 1.1135 | 0 | 0 | 5.7855 | 0 | 0 | 5.7855 | 0 | 0
Line8_8_10 | 0 | 0 | 0 | 0 | 0 | 0 | 0 | 0 | 0 | 0 | 0 | 0 | 2.8095e-10 | -3.1055e-22 | -2.7583e-22 | -2.8095e-10 | -3.1559e-19 | -6.2472e-18 | -3.5054e-08 | -2.1071e-21 | 2.9148e-22 | 4.3213e-10 | 1.7768e-17 | -3.2264e-18 | 0 | 0 | 0 | 0 | 0 | 0 |  | 1.1135 | 0 | 0 | 1.1135 | 0 | 0 | 5.7855 | 0 | 0 | 5.7855 | 0 | 0
Line9_3_11 | 0.12069 | 0.37913 | 0.37366 | 0.12069 | 0.37913 | 0.37366 | 0.027872 | 0.087556 | 0.086294 | 0.027872 | 0.087556 | 0.086294 | 0.0175 | 0.020926 | -0.06893 | -0.017571 | -0.020367 | 0.070417 | 0.030359 | -0.067213 | -0.03355 | -0.030342 | 0.069431 | 0.035265 | -57.48 | -42.5442 | -100.5639 | 122.52 | 137.4558 | 79.4361 |  | 1.2572 | 0.804 | 0.88837 | 1.258 | 0.8264 | 0.91262 | 2.5598 | -115.2508 | 105.3892 | 2.4458 | -116.1957 | 106.0381

## LLG_max_10
name | pf_ikss_a_from_ka | pf_ikss_b_from_ka | pf_ikss_c_from_ka | pf_ikss_a_to_ka | pf_ikss_b_to_ka | pf_ikss_c_to_ka | pf_skss_a_from_mw | pf_skss_b_from_mw | pf_skss_c_from_mw | pf_skss_a_to_mw | pf_skss_b_to_mw | pf_skss_c_to_mw | pf_p_a_from_mw | pf_p_b_from_mw | pf_p_c_from_mw | pf_p_a_to_mw | pf_p_b_to_mw | pf_p_c_to_mw | pf_q_a_from_mvar | pf_q_b_from_mvar | pf_q_c_from_mvar | pf_q_a_to_mvar | pf_q_b_to_mvar | pf_q_c_to_mvar | pf_ikss_a_from_degree | pf_ikss_b_from_degree | pf_ikss_c_from_degree | pf_ikss_a_to_degree | pf_ikss_b_to_degree | pf_ikss_c_to_degree | 3xI0 | pf_vm_a_from_pu | pf_vm_b_from_pu | pf_vm_c_from_pu | pf_vm_a_to_pu | pf_vm_b_to_pu | pf_vm_c_to_pu | pf_va_a_from_degree | pf_va_b_from_degree | pf_va_c_from_degree | pf_va_a_to_degree | pf_va_b_to_degree | pf_va_c_to_degree
Line0_1_2 | 0.12332 | 2.0035 | 2.2547 | 0.12332 | 2.0035 | 2.2547 | 0.02848 | 0.4627 | 0.5207 | 0.02848 | 0.4627 | 0.5207 | -0.022415 | 0.12989 | 0.25454 | 0.022221 | -0.10296 | -0.1954 | 0.030177 | 0.35205 | 0.39156 | -0.029133 | -0.27063 | -0.3023 | -123.917 | 176.0947 | 47.3599 | 56.0831 | -3.9052 | -132.6401 |  | 1.3199 | 0.81101 | 0.89691 | 1.2865 | 0.62579 | 0.69128 | 2.6866 | -114.1564 | 104.3332 | 3.4168 | -114.7355 | 104.4814
Line10_11_12 | 0.12536 | 0.38916 | 0.38627 | 0.12536 | 0.38916 | 0.38627 | 0.02895 | 0.089872 | 0.089206 | 0.02895 | 0.089872 | 0.089206 | 0.018249 | 0.021957 | -0.075576 | -0.018318 | -0.021377 | 0.077161 | 0.033615 | -0.073803 | -0.037713 | -0.033598 | 0.076143 | 0.039549 | -59.0213 | -42.6484 | -100.8474 | 120.9787 | 137.3516 | 79.1527 |  | 1.3212 | 0.85678 | 0.94683 | 1.3218 | 0.87999 | 0.97197 | 2.4812 | -116.0803 | 105.6724 | 2.3786 | -116.9666 | 106.2902
Line11_12_13 | 0.12536 | 0.38916 | 0.38627 | 0.12536 | 0.38916 | 0.38627 | 0.02895 | 0.089872 | 0.089206 | 0.02895 | 0.089872 | 0.089206 | 0.018318 | 0.021377 | -0.077161 | -0.018387 | -0.020796 | 0.078746 | 0.033598 | -0.076143 | -0.039549 | -0.033582 | 0.078483 | 0.041385 | -59.0213 | -42.6484 | -100.8473 | 120.9787 | 137.3516 | 79.1527 |  | 1.3218 | 0.87999 | 0.97197 | 1.3225 | 0.90341 | 0.99722 | 2.3786 | -116.9666 | 106.2902 | 2.2761 | -117.8072 | 106.8769
Line12_13_15 | 0 | 0 | 0 | 0 | 0 | 0 | 0 | 0 | 0 | 0 | 0 | 0 | -1.7059e-08 | -3.548e-08 | 5.303e-08 | 1.029e-08 | 2.4302e-08 | -3.5083e-08 | -6.9132e-08 | 3.504e-08 | 9.4099e-10 | 4.63e-08 | -2.3221e-08 | -1.5405e-09 | 0 | 0 | 0 | 0 | 0 | 0 |  | 1.3225 | 0.90341 | 0.99722 | 1.3225 | 0.90341 | 0.99722 | 2.2761 | -117.8072 | 106.8769 | 2.2761 | -117.8072 | 106.8769
Line13_13_14 | 0.12536 | 0.38916 | 0.38627 | 0.12536 | 0.38916 | 0.38627 | 0.02895 | 0.089872 | 0.089206 | 0.02895 | 0.089872 | 0.089206 | 0.018387 | 0.020796 | -0.078746 | -0.018456 | -0.020216 | 0.08033 | 0.033582 | -0.078483 | -0.041385 | -0.033565 | 0.080823 | 0.043221 | -59.0214 | -42.6484 | -100.8473 | 120.9786 | 137.3516 | 79.1527 |  | 1.3225 | 0.90341 | 0.99722 | 1.3231 | 0.92702 | 1.0226 | 2.2761 | -117.8072 | 106.8769 | 2.1737 | -118.6052 | 107.4345
Line14_15_16 | 0 | 0 | 0 | 0 | 0 | 0 | 0 | 0 | 0 | 0 | 0 | 0 | -1.1373e-08 | -2.3653e-08 | 3.5353e-08 | 4.6033e-09 | 1.2475e-08 | -1.7406e-08 | -4.6088e-08 | 2.336e-08 | 6.2732e-10 | 2.3256e-08 | -1.1541e-08 | -1.2269e-09 | 0 | 0 | 0 | 0 | 0 | 0 |  | 1.3225 | 0.90341 | 0.99722 | 1.3225 | 0.90341 | 0.99722 | 2.2761 | -117.8072 | 106.8769 | 2.2761 | -117.8072 | 106.8769
Line15_16_17 | 0 | 0 | 0 | 0 | 0 | 0 | 0 | 0 | 0 | 0 | 0 | 0 | -5.6863e-09 | -1.1827e-08 | 1.7677e-08 | -1.083e-09 | 6.4853e-10 | 2.7076e-10 | -2.3044e-08 | 1.168e-08 | 3.1366e-10 | 2.1184e-10 | 1.3942e-10 | -9.132e-10 | 0 | 0 | 0 | 0 | 0 | 0 |  | 1.3225 | 0.90341 | 0.99722 | 1.3225 | 0.90341 | 0.99722 | 2.2761 | -117.8072 | 106.8769 | 2.2761 | -117.8072 | 106.8769
Line16_4_18 | 0 | 0 | 0 | 0 | 0 | 0 | 0 | 0 | 0 | 0 | 0 | 0 | -5.0823e-09 | -1.3971e-08 | 1.8885e-08 | -1.0803e-09 | 7.9278e-10 | 4.5603e-10 | -2.7057e-08 | 1.118e-08 | 8.1148e-10 | 2.4312e-10 | 2.6961e-10 | -9.6317e-10 | 0 | 0 | 0 | 0 | 0 | 0 |  | 1.3218 | 0.83871 | 0.92921 | 1.3218 | 0.83871 | 0.92921 | 2.6138 | -115.4286 | 105.1081 | 2.6138 | -115.4286 | 105.1081
Line17_5_19 | 0 | 0 | 0 | 0 | 0 | 0 | 0 | 0 | 0 | 0 | 0 | 0 | -4.6366e-09 | -1.4872e-08 | 1.9203e-08 | -1.0702e-09 | 8.4238e-10 | 5.3349e-10 | -2.8729e-08 | 1.0697e-08 | 1.0856e-09 | 2.4954e-10 | 3.3304e-10 | -9.7689e-10 | 0 | 0 | 0 | 0 | 0 | 0 |  | 1.3199 | 0.81101 | 0.89691 | 1.3199 | 0.81101 | 0.89691 | 2.6866 | -114.1564 | 104.3332 | 2.6866 | -114.1564 | 104.3332
Line1_1_3 | 0.12536 | 0.38916 | 0.38627 | 0.12536 | 0.38916 | 0.38627 | 0.02895 | 0.089872 | 0.089206 | 0.02895 | 0.089872 | 0.089206 | 0.018111 | 0.023118 | -0.072407 | -0.01818 | -0.022537 | 0.073991 | 0.033648 | -0.069124 | -0.034042 | -0.033631 | 0.071463 | 0.035878 | -59.0213 | -42.6484 | -100.8474 | 120.9787 | 137.3516 | 79.1526 |  | 1.3199 | 0.81101 | 0.89691 | 1.3206 | 0.83377 | 0.92181 | 2.6866 | -114.1564 | 104.3332 | 2.5838 | -115.1448 | 105.0209
Line2_1_4 | 0.14104 | 0.47569 | 0.48862 | 0.14104 | 0.47569 | 0.48862 | 0.032571 | 0.10986 | 0.11284 | 0.032571 | 0.10986 | 0.11284 | 0.013214 | 0.031919 | -0.088619 | -0.013284 | -0.031091 | 0.091117 | 0.04091 | -0.083181 | -0.048888 | -0.04095 | 0.086733 | 0.051885 | -69.4129 | -45.1499 | -104.5506 | 110.5871 | 134.8501 | 75.4494 |  | 1.3199 | 0.81101 | 0.89691 | 1.3218 | 0.83871 | 0.92921 | 2.6866 | -114.1564 | 104.3332 | 2.6138 | -115.4286 | 105.1081
Line3_1_5 | 0 | 0 | 0 | 0 | 0 | 0 | 0 | 0 | 0 | 0 | 0 | 0 | -9.2731e-09 | -2.9745e-08 | 3.8407e-08 | 3.5663e-09 | 1.5715e-08 | -1.867e-08 | -5.7458e-08 | 2.1394e-08 | 2.1712e-09 | 2.8979e-08 | -1.0364e-08 | -2.0625e-09 | 0 | 0 | 0 | 0 | 0 | 0 |  | 1.3199 | 0.81101 | 0.89691 | 1.3199 | 0.81101 | 0.89691 | 2.6866 | -114.1564 | 104.3332 | 2.6866 | -114.1564 | 104.3332
Line4_2_6 | 0.12332 | 2.0035 | 2.2547 | 0.12332 | 2.0035 | 2.2547 | 0.02848 | 0.4627 | 0.5207 | 0.02848 | 0.4627 | 0.5207 | -0.022221 | 0.10296 | 0.1954 | 0.022027 | -0.076041 | -0.13626 | 0.029133 | 0.27063 | 0.3023 | -0.028089 | -0.1892 | -0.21303 | -123.9169 | 176.0948 | 47.3599 | 56.0831 | -3.9052 | -132.6401 |  | 1.2865 | 0.62579 | 0.69128 | 1.2534 | 0.44069 | 0.48566 | 3.4168 | -114.7355 | 104.4814 | 4.1857 | -115.8012 | 104.7552
Line5_6_7 | 0.12332 | 2.0035 | 2.2547 | 0.12332 | 2.0035 | 2.2547 | 0.02848 | 0.4627 | 0.5207 | 0.02848 | 0.4627 | 0.5207 | -0.022027 | 0.076041 | 0.13626 | 0.021833 | -0.049117 | -0.077126 | 0.028089 | 0.1892 | 0.21303 | -0.027046 | -0.10777 | -0.12377 | -123.9169 | 176.0948 | 47.3599 | 56.0832 | -3.9052 | -132.6401 |  | 1.2534 | 0.44069 | 0.48566 | 1.2205 | 0.25596 | 0.28007 | 4.1857 | -115.8012 | 104.7552 | 4.9962 | -118.4074 | 105.431
Line6_7_8 | 0 | 2.8276 | 3.1722 | 0 | 2.8276 | 3.1722 | 0 | 0.653 | 0.73259 | 0 | 0.653 | 0.73259 | -1.3378e-09 | 0.047085 | 0.11728 | -1.0087e-09 | 7.2094e-14 | 4.0523e-14 | -1.1893e-07 | 0.16037 | 0.16836 | 7.8224e-08 | -1.0265e-14 | -1.6461e-14 | 0 | 167.9545 | 50.2928 | 0 | -12.0455 | -129.7072 |  | 1.2205 | 0.25596 | 0.28007 | 1.1727 | 0 | 0 | 4.9962 | -118.4074 | 105.431 | 5.7506 | 0 | 0
Line7_8_9 | 0 | 0 | 0 | 0 | 0 | 0 | 0 | 0 | 0 | 0 | 0 | 0 | 3.3623e-10 | -1.5182e-21 | -7.5376e-22 | -3.3623e-10 | -3.5611e-19 | -6.9146e-18 | -3.8875e-08 | -3.7283e-21 | 1.5665e-21 | 4.7391e-10 | 1.9574e-17 | -3.5857e-18 | 0 | 0 | 0 | 0 | 0 | 0 |  | 1.1727 | 0 | 0 | 1.1727 | 0 | 0 | 5.7506 | 0 | 0 | 5.7506 | 0 | 0
Line8_8_10 | 0 | 0 | 0 | 0 | 0 | 0 | 0 | 0 | 0 | 0 | 0 | 0 | 3.3623e-10 | -1.5182e-21 | -7.5376e-22 | -3.3623e-10 | -3.5611e-19 | -6.9146e-18 | -3.8875e-08 | -3.7283e-21 | 1.5665e-21 | 4.7391e-10 | 1.9574e-17 | -3.5857e-18 | 0 | 0 | 0 | 0 | 0 | 0 |  | 1.1727 | 0 | 0 | 1.1727 | 0 | 0 | 5.7506 | 0 | 0 | 5.7506 | 0 | 0
Line9_3_11 | 0.12536 | 0.38916 | 0.38627 | 0.12536 | 0.38916 | 0.38627 | 0.02895 | 0.089872 | 0.089206 | 0.02895 | 0.089872 | 0.089206 | 0.01818 | 0.022537 | -0.073991 | -0.018249 | -0.021957 | 0.075576 | 0.033631 | -0.071463 | -0.035878 | -0.033615 | 0.073803 | 0.037713 | -59.0213 | -42.6484 | -100.8474 | 120.9787 | 137.3516 | 79.1526 |  | 1.3206 | 0.83377 | 0.92181 | 1.3212 | 0.85678 | 0.94683 | 2.5838 | -115.1448 | 105.0209 | 2.4812 | -116.0803 | 105.6724

## LLG_max_fault_6
name | pf_ikss_a_from_ka | pf_ikss_b_from_ka | pf_ikss_c_from_ka | pf_ikss_a_to_ka | pf_ikss_b_to_ka | pf_ikss_c_to_ka | pf_skss_a_from_mw | pf_skss_b_from_mw | pf_skss_c_from_mw | pf_skss_a_to_mw | pf_skss_b_to_mw | pf_skss_c_to_mw | pf_p_a_from_mw | pf_p_b_from_mw | pf_p_c_from_mw | pf_p_a_to_mw | pf_p_b_to_mw | pf_p_c_to_mw | pf_q_a_from_mvar | pf_q_b_from_mvar | pf_q_c_from_mvar | pf_q_a_to_mvar | pf_q_b_to_mvar | pf_q_c_to_mvar | pf_ikss_a_from_degree | pf_ikss_b_from_degree | pf_ikss_c_from_degree | pf_ikss_a_to_degree | pf_ikss_b_to_degree | pf_ikss_c_to_degree | 3xI0 | pf_vm_a_from_pu | pf_vm_b_from_pu | pf_vm_c_from_pu | pf_vm_a_to_pu | pf_vm_b_to_pu | pf_vm_c_to_pu | pf_va_a_from_degree | pf_va_b_from_degree | pf_va_c_from_degree | pf_va_a_to_degree | pf_va_b_to_degree | pf_va_c_to_degree
Line0_1_2 | 0.11609 | 0.095966 | 0.093206 | 0.11609 | 0.095966 | 0.093206 | 0.02681 | 0.022162 | 0.021525 | 0.02681 | 0.022162 | 0.021525 | -0.011057 | -0.006007 | -0.0068732 | 0.011191 | 0.0061049 | 0.0069536 | -0.02697 | -0.023214 | -0.022308 | 0.027231 | 0.023403 | 0.022485 | 112.5041 | -15.4247 | -132.9397 | -67.4959 | 164.5753 | 47.0603 |  | 1.0872 | 1.082 | 1.0845 | 1.0981 | 1.0913 | 1.0934 | 0.21257 | -119.9326 | 119.9361 | 0.1624 | -120.0451 | 119.8757
Line10_11_12 | 0.10493 | 0.11005 | 0.10666 | 0.10493 | 0.11005 | 0.10666 | 0.024232 | 0.025416 | 0.024633 | 0.024232 | 0.025416 | 0.024633 | -0.00045035 | -0.0012174 | -0.0019796 | 0.00055897 | 0.0013363 | 0.002097 | -0.026792 | -0.02796 | -0.02711 | 0.027016 | 0.028199 | 0.027337 | 90.7195 | -27.8908 | -146.3189 | -89.2805 | 152.1092 | 33.6811 |  | 1.1058 | 1.1011 | 1.1035 | 1.1151 | 1.1107 | 1.113 | -0.24349 | -120.384 | 119.5048 | -0.46582 | -120.6038 | 119.2947
Line11_12_13 | 0.10493 | 0.11005 | 0.10666 | 0.10493 | 0.11005 | 0.10666 | 0.024232 | 0.025416 | 0.024633 | 0.024232 | 0.025416 | 0.024633 | -0.00055897 | -0.0013363 | -0.002097 | 0.0006676 | 0.0014551 | 0.0022144 | -0.027016 | -0.028199 | -0.027337 | 0.027239 | 0.028438 | 0.027564 | 90.7195 | -27.8908 | -146.3189 | -89.2805 | 152.1092 | 33.6811 |  | 1.1151 | 1.1107 | 1.113 | 1.1244 | 1.1204 | 1.1226 | -0.46582 | -120.6038 | 119.2947 | -0.68447 | -120.8199 | 119.0882
Line12_13_15 | 0 | 0 | 0 | 0 | 0 | 0 | 0 | 0 | 0 | 0 | 0 | 0 | 4.0569e-10 | 7.6182e-10 | 1.5208e-09 | -5.7759e-10 | -7.9745e-10 | -1.3133e-09 | -2.6827e-10 | 8.4137e-10 | -3.0648e-11 | 1.2714e-10 | -6.2264e-10 | -4.8349e-11 | 0 | 0 | 0 | 0 | 0 | 0 |  | 1.1244 | 1.1204 | 1.1226 | 1.1244 | 1.1204 | 1.1226 | -0.68447 | -120.8199 | 119.0882 | -0.68447 | -120.8199 | 119.0882
Line13_13_14 | 0.10493 | 0.11005 | 0.10666 | 0.10493 | 0.11005 | 0.10666 | 0.024232 | 0.025416 | 0.024633 | 0.024232 | 0.025416 | 0.024633 | -0.0006676 | -0.0014551 | -0.0022144 | 0.00077622 | 0.001574 | 0.0023317 | -0.027239 | -0.028438 | -0.027564 | 0.027462 | 0.028677 | 0.027791 | 90.7195 | -27.8908 | -146.3189 | -89.2805 | 152.1092 | 33.6811 |  | 1.1244 | 1.1204 | 1.1226 | 1.1338 | 1.13 | 1.1322 | -0.68447 | -120.8199 | 119.0882 | -0.89952 | -121.0323 | 118.8851
Line14_15_16 | 0 | 0 | 0 | 0 | 0 | 0 | 0 | 0 | 0 | 0 | 0 | 0 | 2.7046e-10 | 5.0788e-10 | 1.0139e-09 | -4.4236e-10 | -5.4351e-10 | -8.0636e-10 | -1.7885e-10 | 5.6091e-10 | -2.0432e-11 | 3.7711e-11 | -3.4218e-10 | -5.8565e-11 | 0 | 0 | 0 | 0 | 0 | 0 |  | 1.1244 | 1.1204 | 1.1226 | 1.1244 | 1.1204 | 1.1226 | -0.68447 | -120.8199 | 119.0882 | -0.68447 | -120.8199 | 119.0882
Line15_16_17 | 0 | 0 | 0 | 0 | 0 | 0 | 0 | 0 | 0 | 0 | 0 | 0 | 1.3523e-10 | 2.5394e-10 | 5.0695e-10 | -3.0713e-10 | -2.8957e-10 | -2.9942e-10 | -8.9425e-11 | 2.8046e-10 | -1.0216e-11 | -5.1714e-11 | -6.1723e-11 | -6.8781e-11 | 0 | 0 | 0 | 0 | 0 | 0 |  | 1.1244 | 1.1204 | 1.1226 | 1.1244 | 1.1204 | 1.1226 | -0.68447 | -120.8199 | 119.0882 | -0.68447 | -120.8199 | 119.0882
Line16_4_18 | 0 | 0 | 0 | 0 | 0 | 0 | 0 | 0 | 0 | 0 | 0 | 0 | 1.4034e-11 | 1.2007e-10 | 4.2892e-10 | -1.9792e-10 | -1.7743e-10 | -1.8767e-10 | -1.6785e-10 | 2.6113e-10 | -4.8599e-11 | -5.5647e-12 | -1.6125e-11 | -2.4886e-11 | 0 | 0 | 0 | 0 | 0 | 0 |  | 1.0991 | 1.0942 | 1.0967 | 1.0991 | 1.0942 | 1.0967 | -0.075346 | -120.2193 | 119.6623 | -0.075346 | -120.2193 | 119.6623
Line17_5_19 | 0 | 0 | 0 | 0 | 0 | 0 | 0 | 0 | 0 | 0 | 0 | 0 | -3.821e-11 | 5.8187e-11 | 3.9228e-10 | -1.4847e-10 | -1.2677e-10 | -1.3702e-10 | -2.0363e-10 | 2.4975e-10 | -6.4016e-11 | 1.553e-11 | 4.9025e-12 | -4.6585e-12 | 0 | 0 | 0 | 0 | 0 | 0 |  | 1.0872 | 1.082 | 1.0845 | 1.0872 | 1.082 | 1.0845 | 0.21257 | -119.9326 | 119.9361 | 0.21257 | -119.9326 | 119.9361
Line1_1_3 | 0.10493 | 0.11005 | 0.10666 | 0.10493 | 0.11005 | 0.10666 | 0.024232 | 0.025416 | 0.024633 | 0.024232 | 0.025416 | 0.024633 | -0.0002331 | -0.00097974 | -0.0017448 | 0.00034172 | 0.0010986 | 0.0018622 | -0.026345 | -0.027481 | -0.026656 | 0.026569 | 0.02772 | 0.026883 | 90.7195 | -27.8908 | -146.3189 | -89.2805 | 152.1092 | 33.6811 |  | 1.0872 | 1.082 | 1.0845 | 1.0965 | 1.0915 | 1.094 | 0.21257 | -119.9326 | 119.9361 | -0.017387 | -120.1603 | 119.7186
Line2_1_4 | 0.13379 | 0.14038 | 0.13655 | 0.13379 | 0.14038 | 0.13655 | 0.030899 | 0.032419 | 0.031535 | 0.030899 | 0.032419 | 0.031535 | -0.00060138 | -0.0013856 | -0.0024222 | 0.00077857 | 0.0015787 | 0.0026143 | -0.033589 | -0.035049 | -0.034113 | 0.033952 | 0.035439 | 0.034484 | 91.2383 | -27.6686 | -146.0024 | -88.7617 | 152.3314 | 33.9976 |  | 1.0872 | 1.082 | 1.0845 | 1.0991 | 1.0942 | 1.0967 | 0.21257 | -119.9326 | 119.9361 | -0.075346 | -120.2193 | 119.6623
Line3_1_5 | 0 | 0 | 0 | 0 | 0 | 0 | 0 | 0 | 0 | 0 | 0 | 0 | -7.642e-11 | 1.1637e-10 | 7.8456e-10 | -1.1026e-10 | -1.8496e-10 | -5.293e-10 | -4.0727e-10 | 4.995e-10 | -1.2803e-10 | 2.1916e-10 | -2.4485e-10 | 5.9358e-11 | 0 | 0 | 0 | 0 | 0 | 0 |  | 1.0872 | 1.082 | 1.0845 | 1.0872 | 1.082 | 1.0845 | 0.21257 | -119.9326 | 119.9361 | 0.21257 | -119.9326 | 119.9361
Line4_2_6 | 0.11609 | 0.095966 | 0.093206 | 0.11609 | 0.095966 | 0.093206 | 0.02681 | 0.022162 | 0.021525 | 0.02681 | 0.022162 | 0.021525 | -0.011191 | -0.0061049 | -0.0069536 | 0.011326 | 0.0062027 | 0.007034 | -0.027231 | -0.023403 | -0.022485 | 0.027491 | 0.023591 | 0.022662 | 112.5041 | -15.4247 | -132.9397 | -67.4959 | 164.5753 | 47.0603 |  | 1.0981 | 1.0913 | 1.0934 | 1.109 | 1.1007 | 1.1024 | 0.1624 | -120.0451 | 119.8757 | 0.11321 | -120.1558 | 119.8163
Line5_6_7 | 0.11609 | 0.095966 | 0.093206 | 0.11609 | 0.095966 | 0.093206 | 0.02681 | 0.022162 | 0.021525 | 0.02681 | 0.022162 | 0.021525 | -0.011326 | -0.0062027 | -0.007034 | 0.011461 | 0.0063006 | 0.0071144 | -0.027491 | -0.023591 | -0.022662 | 0.027752 | 0.02378 | 0.022838 | 112.5041 | -15.4247 | -132.9397 | -67.4959 | 164.5753 | 47.0603 |  | 1.109 | 1.1007 | 1.1024 | 1.1199 | 1.11 | 1.1113 | 0.11321 | -120.1558 | 119.8163 | 0.064982 | -120.2645 | 119.7578
Line6_7_8 | 0 | 0.036159 | 0.03619 | 0 | 0.036159 | 0.03619 | 0 | 0.0083505 | 0.0083578 | 0 | 0.0083505 | 0.0083578 | 1.2867e-10 | 0.0065455 | 0.0065645 | -3.6479e-10 | -0.0065373 | -0.0065487 | -9.8111e-10 | 0.0065631 | 0.0065708 | 6.7533e-10 | -0.0065373 | -0.0065487 | 0 | -165.3417 | 74.7302 | 0 | 14.6583 | -105.2698 |  | 1.1199 | 1.11 | 1.1113 | 1.1194 | 1.1071 | 1.1081 | 0.064982 | -120.2645 | 119.7578 | 0.055728 | -120.3417 | 119.7302
Line7_8_9 | 0 | 0 | 0 | 0 | 0 | 0 | 0 | 0 | 0 | 0 | 0 | 0 | 3.9988e-11 | 7.1827e-11 | 6.4109e-10 | -2.8481e-10 | -2.32e-10 | -2.361e-10 | -3.3557e-10 | 4.0011e-10 | -2.8078e-11 | 4.1917e-12 | -2.5419e-11 | -2.0091e-11 | 0 | 0 | 0 | 0 | 0 | 0 |  | 1.1194 | 1.1071 | 1.1081 | 1.1194 | 1.1071 | 1.1081 | 0.055728 | -120.3417 | 119.7302 | 0.055728 | -120.3417 | 119.7302
Line8_8_10 | 0 | 0 | 0 | 0 | 0 | 0 | 0 | 0 | 0 | 0 | 0 | 0 | 3.9988e-11 | 7.1827e-11 | 6.4109e-10 | -2.8481e-10 | -2.32e-10 | -2.361e-10 | -3.3557e-10 | 4.0011e-10 | -2.8078e-11 | 4.1917e-12 | -2.5419e-11 | -2.0091e-11 | 0 | 0 | 0 | 0 | 0 | 0 |  | 1.1194 | 1.1071 | 1.1081 | 1.1194 | 1.1071 | 1.1081 | 0.055728 | -120.3417 | 119.7302 | 0.055728 | -120.3417 | 119.7302
Line9_3_11 | 0.10493 | 0.11005 | 0.10666 | 0.10493 | 0.11005 | 0.10666 | 0.024232 | 0.025416 | 0.024633 | 0.024232 | 0.025416 | 0.024633 | -0.00034172 | -0.0010986 | -0.0018622 | 0.00045035 | 0.0012174 | 0.0019796 | -0.026569 | -0.02772 | -0.026883 | 0.026792 | 0.02796 | 0.02711 | 90.7195 | -27.8908 | -146.3189 | -89.2805 | 152.1092 | 33.6811 |  | 1.0965 | 1.0915 | 1.094 | 1.1058 | 1.1011 | 1.1035 | -0.017387 | -120.1603 | 119.7186 | -0.24349 | -120.384 | 119.5048

## LLG_max_fault_10
name | pf_ikss_a_from_ka | pf_ikss_b_from_ka | pf_ikss_c_from_ka | pf_ikss_a_to_ka | pf_ikss_b_to_ka | pf_ikss_c_to_ka | pf_skss_a_from_mw | pf_skss_b_from_mw | pf_skss_c_from_mw | pf_skss_a_to_mw | pf_skss_b_to_mw | pf_skss_c_to_mw | pf_p_a_from_mw | pf_p_b_from_mw | pf_p_c_from_mw | pf_p_a_to_mw | pf_p_b_to_mw | pf_p_c_to_mw | pf_q_a_from_mvar | pf_q_b_from_mvar | pf_q_c_from_mvar | pf_q_a_to_mvar | pf_q_b_to_mvar | pf_q_c_to_mvar | pf_ikss_a_from_degree | pf_ikss_b_from_degree | pf_ikss_c_from_degree | pf_ikss_a_to_degree | pf_ikss_b_to_degree | pf_ikss_c_to_degree | 3xI0 | pf_vm_a_from_pu | pf_vm_b_from_pu | pf_vm_c_from_pu | pf_vm_a_to_pu | pf_vm_b_to_pu | pf_vm_c_to_pu | pf_va_a_from_degree | pf_va_b_from_degree | pf_va_c_from_degree | pf_va_a_to_degree | pf_va_b_to_degree | pf_va_c_to_degree
Line0_1_2 | 0.11681 | 0.095672 | 0.09273 | 0.11681 | 0.095672 | 0.09273 | 0.026975 | 0.022095 | 0.021415 | 0.026975 | 0.022095 | 0.021415 | -0.011555 | -0.0059928 | -0.0069504 | 0.011691 | 0.0060904 | 0.0070296 | -0.028478 | -0.024317 | -0.023319 | 0.028742 | 0.024505 | 0.023494 | 112.3011 | -16.0907 | -133.4753 | -67.6989 | 163.9093 | 46.5247 |  | 1.1393 | 1.1335 | 1.1363 | 1.1503 | 1.1428 | 1.1451 | 0.21687 | -119.9353 | 119.9276 | 0.1664 | -120.0483 | 119.8671
Line10_11_12 | 0.10601 | 0.11146 | 0.10789 | 0.10601 | 0.11146 | 0.10789 | 0.024483 | 0.02574 | 0.024917 | 0.024483 | 0.02574 | 0.024917 | -0.00048451 | -0.0013289 | -0.0021776 | 0.00059534 | 0.0014507 | 0.0022979 | -0.028349 | -0.029647 | -0.02871 | 0.028577 | 0.029892 | 0.028942 | 90.7568 | -27.8034 | -146.1492 | -89.2432 | 152.1966 | 33.8508 |  | 1.1581 | 1.1529 | 1.1555 | 1.1675 | 1.1627 | 1.1652 | -0.22235 | -120.3699 | 119.5133 | -0.43666 | -120.5818 | 119.3113
Line11_12_13 | 0.10601 | 0.11146 | 0.10789 | 0.10601 | 0.11146 | 0.10789 | 0.024483 | 0.02574 | 0.024917 | 0.024483 | 0.02574 | 0.024917 | -0.00059534 | -0.0014507 | -0.0022979 | 0.00070617 | 0.0015724 | 0.0024182 | -0.028577 | -0.029892 | -0.028942 | 0.028806 | 0.030137 | 0.029174 | 90.7568 | -27.8034 | -146.1492 | -89.2432 | 152.1966 | 33.8508 |  | 1.1675 | 1.1627 | 1.1652 | 1.1769 | 1.1724 | 1.1749 | -0.43666 | -120.5818 | 119.3113 | -0.64754 | -120.7901 | 119.1126
Line12_13_15 | 0 | 0 | 0 | 0 | 0 | 0 | 0 | 0 | 0 | 0 | 0 | 0 | 4.0172e-10 | 8.0879e-10 | 1.6911e-09 | -6.0003e-10 | -8.5103e-10 | -1.4506e-09 | -3.316e-10 | 9.5453e-10 | -5.1334e-11 | 1.6742e-10 | -7.0156e-10 | -3.9168e-11 | 0 | 0 | 0 | 0 | 0 | 0 |  | 1.1769 | 1.1724 | 1.1749 | 1.1769 | 1.1724 | 1.1749 | -0.64754 | -120.7901 | 119.1126 | -0.64754 | -120.7901 | 119.1126
Line13_13_14 | 0.10601 | 0.11146 | 0.10789 | 0.10601 | 0.11146 | 0.10789 | 0.024483 | 0.02574 | 0.024917 | 0.024483 | 0.02574 | 0.024917 | -0.00070617 | -0.0015724 | -0.0024182 | 0.000817 | 0.0016942 | 0.0025384 | -0.028806 | -0.030137 | -0.029174 | 0.029034 | 0.030382 | 0.029407 | 90.7568 | -27.8034 | -146.1492 | -89.2432 | 152.1966 | 33.8508 |  | 1.1769 | 1.1724 | 1.1749 | 1.1864 | 1.1822 | 1.1846 | -0.64754 | -120.7901 | 119.1126 | -0.85506 | -120.995 | 118.9172
Line14_15_16 | 0 | 0 | 0 | 0 | 0 | 0 | 0 | 0 | 0 | 0 | 0 | 0 | 2.6782e-10 | 5.392e-10 | 1.1274e-09 | -4.6612e-10 | -5.8143e-10 | -8.8686e-10 | -2.2107e-10 | 6.3635e-10 | -3.4223e-11 | 5.6886e-11 | -3.8338e-10 | -5.6279e-11 | 0 | 0 | 0 | 0 | 0 | 0 |  | 1.1769 | 1.1724 | 1.1749 | 1.1769 | 1.1724 | 1.1749 | -0.64754 | -120.7901 | 119.1126 | -0.64754 | -120.7901 | 119.1126
Line15_16_17 | 0 | 0 | 0 | 0 | 0 | 0 | 0 | 0 | 0 | 0 | 0 | 0 | 1.3391e-10 | 2.696e-10 | 5.637e-10 | -3.3221e-10 | -3.1184e-10 | -3.2316e-10 | -1.1053e-10 | 3.1818e-10 | -1.7111e-11 | -5.3646e-11 | -6.5208e-11 | -7.339e-11 | 0 | 0 | 0 | 0 | 0 | 0 |  | 1.1769 | 1.1724 | 1.1749 | 1.1769 | 1.1724 | 1.1749 | -0.64754 | -120.7901 | 119.1126 | -0.64754 | -120.7901 | 119.1126
Line16_4_18 | 0 | 0 | 0 | 0 | 0 | 0 | 0 | 0 | 0 | 0 | 0 | 0 | 4.8227e-12 | 1.2591e-10 | 4.8224e-10 | -2.1617e-10 | -1.9253e-10 | -2.0428e-10 | -1.9547e-10 | 2.9881e-10 | -5.7161e-11 | -4.6907e-12 | -1.6846e-11 | -2.6925e-11 | 0 | 0 | 0 | 0 | 0 | 0 |  | 1.1512 | 1.1458 | 1.1485 | 1.1512 | 1.1458 | 1.1485 | -0.057882 | -120.2089 | 119.667 | -0.057882 | -120.2089 | 119.667
Line17_5_19 | 0 | 0 | 0 | 0 | 0 | 0 | 0 | 0 | 0 | 0 | 0 | 0 | -5.0118e-11 | 6.0325e-11 | 4.444e-10 | -1.6426e-10 | -1.3929e-10 | -1.5105e-10 | -2.3372e-10 | 2.8737e-10 | -7.298e-11 | 1.7393e-11 | 5.1661e-12 | -5.7903e-12 | 0 | 0 | 0 | 0 | 0 | 0 |  | 1.1393 | 1.1335 | 1.1363 | 1.1393 | 1.1335 | 1.1363 | 0.21687 | -119.9353 | 119.9276 | 0.21687 | -119.9353 | 119.9276
Line1_1_3 | 0.10601 | 0.11146 | 0.10789 | 0.10601 | 0.11146 | 0.10789 | 0.024483 | 0.02574 | 0.024917 | 0.024483 | 0.02574 | 0.024917 | -0.00026285 | -0.0010854 | -0.0019371 | 0.00037368 | 0.0012071 | 0.0020574 | -0.027892 | -0.029156 | -0.028246 | 0.028121 | 0.029401 | 0.028478 | 90.7568 | -27.8034 | -146.1492 | -89.2432 | 152.1966 | 33.8508 |  | 1.1393 | 1.1335 | 1.1363 | 1.1487 | 1.1432 | 1.1459 | 0.21687 | -119.9353 | 119.9276 | -0.0045338 | -120.1544 | 119.7187
Line2_1_4 | 0.13393 | 0.14085 | 0.13686 | 0.13393 | 0.14085 | 0.13686 | 0.03093 | 0.032529 | 0.031605 | 0.03093 | 0.032529 | 0.031605 | -0.00064796 | -0.0015083 | -0.0026486 | 0.00082544 | 0.0017025 | 0.0028418 | -0.035233 | -0.036841 | -0.035814 | 0.035597 | 0.037233 | 0.036187 | 91.2705 | -27.5909 | -145.8427 | -88.7295 | 152.4091 | 34.1573 |  | 1.1393 | 1.1335 | 1.1363 | 1.1512 | 1.1458 | 1.1485 | 0.21687 | -119.9353 | 119.9276 | -0.057882 | -120.2089 | 119.667
Line3_1_5 | 0 | 0 | 0 | 0 | 0 | 0 | 0 | 0 | 0 | 0 | 0 | 0 | -1.0024e-10 | 1.2065e-10 | 8.888e-10 | -1.1414e-10 | -1.9962e-10 | -5.9545e-10 | -4.6744e-10 | 5.7474e-10 | -1.4596e-10 | 2.5111e-10 | -2.822e-10 | 6.719e-11 | 0 | 0 | 0 | 0 | 0 | 0 |  | 1.1393 | 1.1335 | 1.1363 | 1.1393 | 1.1335 | 1.1363 | 0.21687 | -119.9353 | 119.9276 | 0.21687 | -119.9353 | 119.9276
Line4_2_6 | 0.11681 | 0.095672 | 0.09273 | 0.11681 | 0.095672 | 0.09273 | 0.026975 | 0.022095 | 0.021415 | 0.026975 | 0.022095 | 0.021415 | -0.011691 | -0.0060904 | -0.0070296 | 0.011828 | 0.006188 | 0.0071088 | -0.028742 | -0.024505 | -0.023494 | 0.029005 | 0.024693 | 0.023669 | 112.3011 | -16.0907 | -133.4753 | -67.6989 | 163.9093 | 46.5247 |  | 1.1503 | 1.1428 | 1.1451 | 1.1612 | 1.1521 | 1.154 | 0.1664 | -120.0483 | 119.8671 | 0.11688 | -120.1595 | 119.8076
Line5_6_7 | 0.11681 | 0.095672 | 0.09273 | 0.11681 | 0.095672 | 0.09273 | 0.026975 | 0.022095 | 0.021415 | 0.026975 | 0.022095 | 0.021415 | -0.011828 | -0.006188 | -0.0071088 | 0.011964 | 0.0062856 | 0.007188 | -0.029005 | -0.024693 | -0.023669 | 0.029269 | 0.02488 | 0.023844 | 112.3011 | -16.0907 | -133.4753 | -67.6989 | 163.9093 | 46.5247 |  | 1.1612 | 1.1521 | 1.154 | 1.1722 | 1.1615 | 1.1629 | 0.11688 | -120.1595 | 119.8076 | 0.068282 | -120.2689 | 119.7489
Line6_7_8 | 0 | 0.037835 | 0.037872 | 0 | 0.037835 | 0.037872 | 0 | 0.0087375 | 0.0087461 | 0 | 0.0087375 | 0.0087461 | 9.7889e-11 | 0.0071663 | 0.0071886 | -3.6647e-10 | -0.0071573 | -0.0071713 | -1.1086e-09 | 0.0071856 | 0.0071955 | 7.6261e-10 | -0.0071573 | -0.0071713 | 0 | -165.346 | 74.7213 | 0 | 14.654 | -105.2787 |  | 1.1722 | 1.1615 | 1.1629 | 1.1716 | 1.1584 | 1.1596 | 0.068282 | -120.2689 | 119.7489 | 0.059038 | -120.346 | 119.7213
Line7_8_9 | 0 | 0 | 0 | 0 | 0 | 0 | 0 | 0 | 0 | 0 | 0 | 0 | 2.946e-11 | 6.8559e-11 | 7.1123e-10 | -3.0755e-10 | -2.4834e-10 | -2.5336e-10 | -3.7887e-10 | 4.5253e-10 | -3.3224e-11 | 4.8691e-12 | -2.8217e-11 | -2.2752e-11 | 0 | 0 | 0 | 0 | 0 | 0 |  | 1.1716 | 1.1584 | 1.1596 | 1.1716 | 1.1584 | 1.1596 | 0.059038 | -120.346 | 119.7213 | 0.059038 | -120.346 | 119.7213
Line8_8_10 | 0 | 0 | 0 | 0 | 0 | 0 | 0 | 0 | 0 | 0 | 0 | 0 | 2.946e-11 | 6.8559e-11 | 7.1123e-10 | -3.0755e-10 | -2.4834e-10 | -2.5336e-10 | -3.7887e-10 | 4.5253e-10 | -3.3224e-11 | 4.8691e-12 | -2.8217e-11 | -2.2752e-11 | 0 | 0 | 0 | 0 | 0 | 0 |  | 1.1716 | 1.1584 | 1.1596 | 1.1716 | 1.1584 | 1.1596 | 0.059038 | -120.346 | 119.7213 | 0.059038 | -120.346 | 119.7213
Line9_3_11 | 0.10601 | 0.11146 | 0.10789 | 0.10601 | 0.11146 | 0.10789 | 0.024483 | 0.02574 | 0.024917 | 0.024483 | 0.02574 | 0.024917 | -0.00037368 | -0.0012071 | -0.0020574 | 0.00048451 | 0.0013289 | 0.0021776 | -0.028121 | -0.029401 | -0.028478 | 0.028349 | 0.029647 | 0.02871 | 90.7568 | -27.8034 | -146.1492 | -89.2432 | 152.1966 | 33.8508 |  | 1.1487 | 1.1432 | 1.1459 | 1.1581 | 1.1529 | 1.1555 | -0.0045338 | -120.1544 | 119.7187 | -0.22235 | -120.3699 | 119.5133

## LLG_min_6
name | pf_ikss_a_from_ka | pf_ikss_b_from_ka | pf_ikss_c_from_ka | pf_ikss_a_to_ka | pf_ikss_b_to_ka | pf_ikss_c_to_ka | pf_skss_a_from_mw | pf_skss_b_from_mw | pf_skss_c_from_mw | pf_skss_a_to_mw | pf_skss_b_to_mw | pf_skss_c_to_mw | pf_p_a_from_mw | pf_p_b_from_mw | pf_p_c_from_mw | pf_p_a_to_mw | pf_p_b_to_mw | pf_p_c_to_mw | pf_q_a_from_mvar | pf_q_b_from_mvar | pf_q_c_from_mvar | pf_q_a_to_mvar | pf_q_b_to_mvar | pf_q_c_to_mvar | pf_ikss_a_from_degree | pf_ikss_b_from_degree | pf_ikss_c_from_degree | pf_ikss_a_to_degree | pf_ikss_b_to_degree | pf_ikss_c_to_degree | 3xI0 | pf_vm_a_from_pu | pf_vm_b_from_pu | pf_vm_c_from_pu | pf_vm_a_to_pu | pf_vm_b_to_pu | pf_vm_c_to_pu | pf_va_a_from_degree | pf_va_b_from_degree | pf_va_c_from_degree | pf_va_a_to_degree | pf_va_b_to_degree | pf_va_c_to_degree
Line0_1_2 | 0.012805 | 1.4269 | 1.4819 | 0.012805 | 1.4269 | 1.4819 | 0.0029571 | 0.32952 | 0.34223 | 0.0029571 | 0.32952 | 0.34223 | -0.00049633 | 0.15637 | 0.16931 | 0.00050223 | -0.11739 | -0.12706 | 0.0041303 | 0.1648 | 0.17394 | -0.0041233 | -0.12357 | -0.13056 | -96.3569 | -144.2932 | 38.6237 | 83.6432 | 35.7068 | -141.3763 |  | 1.4068 | 0.68943 | 0.70929 | 1.4047 | 0.51724 | 0.53234 | 0.49526 | -97.79 | 84.3961 | 0.58777 | -97.8249 | 84.4011
Line10_11_12 | 0.013281 | 0.011883 | 0.014765 | 0.013281 | 0.011883 | 0.014765 | 0.0030672 | 0.0027442 | 0.0034097 | 0.0030672 | 0.0027442 | 0.0034098 | -3.8948e-05 | 0.0017851 | -0.0024229 | 4.0702e-05 | -0.0017842 | 0.0024255 | 0.0043113 | -0.00062418 | 5.0215e-05 | -0.0043097 | 0.00062571 | -4.7999e-05 | -89.9753 | -78.6241 | -94.309 | 90.0247 | 101.3758 | 85.6911 |  | 1.4057 | 0.68914 | 0.71074 | 1.4051 | 0.68899 | 0.71147 | 0.54229 | -97.8965 | 84.5038 | 0.56584 | -97.9498 | 84.5574
Line11_12_13 | 0.013281 | 0.011883 | 0.014765 | 0.013282 | 0.011883 | 0.014765 | 0.0030672 | 0.0027442 | 0.0034098 | 0.0030672 | 0.0027442 | 0.0034098 | -4.0705e-05 | 0.0017842 | -0.0024255 | 4.2459e-05 | -0.0017833 | 0.002428 | 0.0043097 | -0.00062571 | 4.7998e-05 | -0.004308 | 0.00062724 | -4.5782e-05 | -89.9753 | -78.6243 | -94.3089 | 90.0247 | 101.3756 | 85.6911 |  | 1.4051 | 0.68899 | 0.71147 | 1.4046 | 0.68884 | 0.7122 | 0.56584 | -97.9498 | 84.5574 | 0.5894 | -98.0031 | 84.6109
Line12_13_15 | 0 | 0 | 0 | 0 | 0 | 0 | 0 | 0 | 0 | 0 | 0 | 0 | 3.8222e-09 | -7.9728e-08 | 8.0987e-08 | -4.8896e-09 | 5.3637e-08 | -5.3829e-08 | -1.6205e-07 | 1.0719e-08 | -5.8548e-09 | 1.0808e-07 | -6.2473e-09 | 2.4665e-09 | 0 | 0 | 0 | 0 | 0 | 0 |  | 1.4046 | 0.68884 | 0.7122 | 1.4046 | 0.68884 | 0.7122 | 0.5894 | -98.0031 | 84.6109 | 0.5894 | -98.003 | 84.6109
Line13_13_14 | 0.013282 | 0.011883 | 0.014765 | 0.013282 | 0.011884 | 0.014766 | 0.0030674 | 0.0027444 | 0.0034099 | 0.0030674 | 0.0027444 | 0.00341 | -4.2465e-05 | 0.0017833 | -0.0024281 | 4.422e-05 | -0.0017824 | 0.0024307 | 0.0043082 | -0.00062725 | 4.5786e-05 | -0.0043065 | 0.00062878 | -4.357e-05 | -89.9753 | -78.6249 | -94.3088 | 90.0247 | 101.375 | 85.6913 |  | 1.4046 | 0.68884 | 0.7122 | 1.404 | 0.6887 | 0.71293 | 0.5894 | -98.0031 | 84.6109 | 0.61298 | -98.0564 | 84.6644
Line14_15_16 | 0 | 0 | 0 | 0 | 0 | 0 | 0 | 0 | 0 | 0 | 0 | 0 | 2.5482e-09 | -5.3152e-08 | 5.3991e-08 | -3.6156e-09 | 2.7061e-08 | -2.6833e-08 | -1.0803e-07 | 7.1461e-09 | -3.9032e-09 | 5.4067e-08 | -2.6743e-09 | 5.149e-10 | 0 | 0 | 0 | 0 | 0 | 0 |  | 1.4046 | 0.68884 | 0.7122 | 1.4046 | 0.68884 | 0.7122 | 0.5894 | -98.003 | 84.6109 | 0.5894 | -98.003 | 84.6109
Line15_16_17 | 0 | 0 | 0 | 0 | 0 | 0 | 0 | 0 | 0 | 0 | 0 | 0 | 1.2741e-09 | -2.6576e-08 | 2.6996e-08 | -2.3415e-09 | 4.8494e-10 | 1.6263e-10 | -5.4016e-08 | 3.573e-09 | -1.9516e-09 | 5.033e-11 | 8.9874e-10 | -1.4367e-09 | 0 | 0 | 0 | 0 | 0 | 0 |  | 1.4046 | 0.68884 | 0.7122 | 1.4046 | 0.68884 | 0.7122 | 0.5894 | -98.003 | 84.6109 | 0.5894 | -98.003 | 84.6109
Line16_4_18 | 0 | 0 | 0 | 0 | 0 | 0 | 0 | 0 | 0 | 0 | 0 | 0 | 1.4068e-09 | -2.6715e-08 | 2.7016e-08 | -2.3528e-09 | 4.8163e-10 | 1.6377e-10 | -5.428e-08 | 3.4194e-09 | -1.9321e-09 | 4.4371e-11 | 9.0551e-10 | -1.438e-09 | 0 | 0 | 0 | 0 | 0 | 0 |  | 1.4063 | 0.68928 | 0.71002 | 1.4063 | 0.68928 | 0.71002 | 0.519 | -97.8435 | 84.45 | 0.519 | -97.8435 | 84.45
Line17_5_19 | 0 | 0 | 0 | 0 | 0 | 0 | 0 | 0 | 0 | 0 | 0 | 0 | 1.4517e-09 | -2.6762e-08 | 2.7022e-08 | -2.3566e-09 | 4.8051e-10 | 1.6416e-10 | -5.4368e-08 | 3.3675e-09 | -1.9254e-09 | 4.2358e-11 | 9.0778e-10 | -1.4384e-09 | 0 | 0 | 0 | 0 | 0 | 0 |  | 1.4068 | 0.68943 | 0.70929 | 1.4068 | 0.68943 | 0.70929 | 0.49526 | -97.79 | 84.3961 | 0.49526 | -97.79 | 84.3961
Line1_1_3 | 0.013281 | 0.011882 | 0.014764 | 0.013281 | 0.011882 | 0.014764 | 0.0030671 | 0.0027441 | 0.0034097 | 0.0030671 | 0.0027441 | 0.0034097 | -3.5434e-05 | 0.001787 | -0.0024178 | 3.7188e-05 | -0.0017861 | 0.0024204 | 0.0043147 | -0.00062112 | 5.465e-05 | -0.004313 | 0.00062265 | -5.2434e-05 | -89.9753 | -78.6237 | -94.309 | 90.0248 | 101.3761 | 85.691 |  | 1.4068 | 0.68943 | 0.70929 | 1.4063 | 0.68929 | 0.71001 | 0.49526 | -97.79 | 84.3961 | 0.51877 | -97.8433 | 84.45
Line2_1_4 | 0.013348 | 0.011941 | 0.014842 | 0.013348 | 0.011941 | 0.014843 | 0.0030825 | 0.0027576 | 0.0034277 | 0.0030826 | 0.0027576 | 0.0034277 | -5.7369e-05 | 0.0017986 | -0.0024308 | 5.9141e-05 | -0.0017977 | 0.0024334 | 0.0043362 | -0.00061599 | 4.3593e-05 | -0.0043345 | 0.00061754 | -4.1353e-05 | -90.2627 | -78.8847 | -94.5765 | 89.7373 | 101.1151 | 85.4236 |  | 1.4068 | 0.68943 | 0.70929 | 1.4063 | 0.68928 | 0.71002 | 0.49526 | -97.79 | 84.3961 | 0.519 | -97.8435 | 84.45
Line3_1_5 | 0 | 0 | 0 | 0 | 0 | 0 | 0 | 0 | 0 | 0 | 0 | 0 | 2.9033e-09 | -5.3524e-08 | 5.4044e-08 | -3.8082e-09 | 2.7242e-08 | -2.6858e-08 | -1.0874e-07 | 6.735e-09 | -3.8508e-09 | 5.441e-08 | -2.4597e-09 | 4.8703e-10 | 0 | 0 | 0 | 0 | 0 | 0 |  | 1.4068 | 0.68943 | 0.70929 | 1.4068 | 0.68943 | 0.70929 | 0.49526 | -97.79 | 84.3961 | 0.49526 | -97.79 | 84.3961
Line4_2_6 | 0.012805 | 1.4269 | 1.4819 | 0.012805 | 1.4269 | 1.4819 | 0.0029571 | 0.32952 | 0.34223 | 0.0029572 | 0.32952 | 0.34223 | -0.00050223 | 0.11739 | 0.12706 | 0.00050814 | -0.078413 | -0.084812 | 0.0041233 | 0.12357 | 0.13056 | -0.0041163 | -0.082338 | -0.087175 | -96.3569 | -144.2932 | 38.6237 | 83.6432 | 35.7068 | -141.3763 |  | 1.4047 | 0.51724 | 0.53234 | 1.4025 | 0.34506 | 0.35539 | 0.58777 | -97.8249 | 84.4011 | 0.68056 | -97.8946 | 84.4111
Line5_6_7 | 0.012805 | 1.4269 | 1.4819 | 0.012805 | 1.4269 | 1.4819 | 0.0029572 | 0.32952 | 0.34223 | 0.0029572 | 0.32952 | 0.34223 | -0.00050814 | 0.078413 | 0.084812 | 0.00051404 | -0.039434 | -0.042561 | 0.0041163 | 0.082338 | 0.087175 | -0.0041092 | -0.041107 | -0.043793 | -96.3568 | -144.2932 | 38.6237 | 83.6433 | 35.7068 | -141.3763 |  | 1.4025 | 0.34506 | 0.35539 | 1.4004 | 0.17287 | 0.17844 | 0.68056 | -97.8946 | 84.4111 | 0.77364 | -98.1031 | 84.4408
Line6_7_8 | 0 | 1.4288 | 1.4984 | 0 | 1.4288 | 1.4984 | 0 | 0.32997 | 0.34605 | 0 | 0.32997 | 0.34605 | 6.6241e-09 | 0.039025 | 0.043237 | -6.9041e-09 | -1.2082e-14 | 1.6448e-14 | -1.6421e-07 | 0.041602 | 0.044087 | 1.0947e-07 | -2.5088e-14 | 1.5164e-14 | 0 | -144.9337 | 38.8827 | 0 | 35.0663 | -141.1173 |  | 1.4004 | 0.17287 | 0.17844 | 1.3987 | 0 | 0 | 0.77364 | -98.1031 | 84.4408 | 0.84078 | 0 | 0
Line7_8_9 | 0 | 0 | 0 | 0 | 0 | 0 | 0 | 0 | 0 | 0 | 0 | 0 | 2.3014e-09 | -3.487e-21 | -2.3156e-21 | -2.3014e-09 | 6.8346e-18 | -1.2087e-17 | -5.47e-08 | -6.7414e-22 | 2.6735e-22 | 7.1491e-11 | 2.2127e-17 | -2.1021e-18 | 0 | 0 | 0 | 0 | 0 | 0 |  | 1.3987 | 0 | 0 | 1.3987 | 0 | 0 | 0.84078 | 0 | 0 | 0.84078 | 0 | 0
Line8_8_10 | 0 | 0 | 0 | 0 | 0 | 0 | 0 | 0 | 0 | 0 | 0 | 0 | 2.3014e-09 | -3.487e-21 | -2.3156e-21 | -2.3014e-09 | 6.8346e-18 | -1.2087e-17 | -5.47e-08 | -6.7414e-22 | 2.6735e-22 | 7.149e-11 | 2.2127e-17 | -2.1021e-18 | 0 | 0 | 0 | 0 | 0 | 0 |  | 1.3987 | 0 | 0 | 1.3987 | 0 | 0 | 0.84078 | 0 | 0 | 0.84078 | 0 | 0
Line9_3_11 | 0.013281 | 0.011882 | 0.014764 | 0.013281 | 0.011883 | 0.014765 | 0.0030671 | 0.0027441 | 0.0034097 | 0.0030672 | 0.0027442 | 0.0034097 | -3.7191e-05 | 0.0017861 | -0.0024204 | 3.8945e-05 | -0.0017851 | 0.0024229 | 0.004313 | -0.00062265 | 5.2432e-05 | -0.0043113 | 0.00062418 | -5.0217e-05 | -89.9753 | -78.6239 | -94.309 | 90.0247 | 101.3759 | 85.6911 |  | 1.4063 | 0.68929 | 0.71001 | 1.4057 | 0.68914 | 0.71074 | 0.51877 | -97.8433 | 84.45 | 0.54229 | -97.8965 | 84.5038

## LLG_min_10
name | pf_ikss_a_from_ka | pf_ikss_b_from_ka | pf_ikss_c_from_ka | pf_ikss_a_to_ka | pf_ikss_b_to_ka | pf_ikss_c_to_ka | pf_skss_a_from_mw | pf_skss_b_from_mw | pf_skss_c_from_mw | pf_skss_a_to_mw | pf_skss_b_to_mw | pf_skss_c_to_mw | pf_p_a_from_mw | pf_p_b_from_mw | pf_p_c_from_mw | pf_p_a_to_mw | pf_p_b_to_mw | pf_p_c_to_mw | pf_q_a_from_mvar | pf_q_b_from_mvar | pf_q_c_from_mvar | pf_q_a_to_mvar | pf_q_b_to_mvar | pf_q_c_to_mvar | pf_ikss_a_from_degree | pf_ikss_b_from_degree | pf_ikss_c_from_degree | pf_ikss_a_to_degree | pf_ikss_b_to_degree | pf_ikss_c_to_degree | 3xI0 | pf_vm_a_from_pu | pf_vm_b_from_pu | pf_vm_c_from_pu | pf_vm_a_to_pu | pf_vm_b_to_pu | pf_vm_c_to_pu | pf_va_a_from_degree | pf_va_b_from_degree | pf_va_c_from_degree | pf_va_a_to_degree | pf_va_b_to_degree | pf_va_c_to_degree
Line0_1_2 | 0.012131 | 1.3518 | 1.4039 | 0.012131 | 1.3518 | 1.4039 | 0.0028014 | 0.31217 | 0.32422 | 0.0028015 | 0.31217 | 0.32422 | -0.00044546 | 0.14034 | 0.15196 | 0.00045076 | -0.10536 | -0.11404 | 0.003707 | 0.14791 | 0.15611 | -0.0037007 | -0.1109 | -0.11718 | -96.3569 | -144.2932 | 38.6237 | 83.6432 | 35.7068 | -141.3763 |  | 1.3328 | 0.65315 | 0.67196 | 1.3307 | 0.49002 | 0.50432 | 0.49526 | -97.79 | 84.3961 | 0.58777 | -97.8249 | 84.4011
Line10_11_12 | 0.012582 | 0.011257 | 0.013988 | 0.012582 | 0.011257 | 0.013988 | 0.0029057 | 0.0025997 | 0.0032303 | 0.0029058 | 0.0025998 | 0.0032303 | -3.4956e-05 | 0.0016022 | -0.0021746 | 3.6531e-05 | -0.0016013 | 0.0021769 | 0.0038695 | -0.00056021 | 4.5068e-05 | -0.003868 | 0.00056158 | -4.308e-05 | -89.9753 | -78.6241 | -94.309 | 90.0247 | 101.3758 | 85.6911 |  | 1.3317 | 0.65287 | 0.67334 | 1.3312 | 0.65273 | 0.67403 | 0.54229 | -97.8965 | 84.5038 | 0.56584 | -97.9498 | 84.5574
Line11_12_13 | 0.012582 | 0.011257 | 0.013988 | 0.012583 | 0.011258 | 0.013988 | 0.0029058 | 0.0025998 | 0.0032303 | 0.0029058 | 0.0025998 | 0.0032303 | -3.6533e-05 | 0.0016013 | -0.0021769 | 3.8107e-05 | -0.0016005 | 0.0021792 | 0.003868 | -0.00056158 | 4.3078e-05 | -0.0038665 | 0.00056295 | -4.109e-05 | -89.9753 | -78.6243 | -94.3089 | 90.0247 | 101.3756 | 85.6911 |  | 1.3312 | 0.65273 | 0.67403 | 1.3307 | 0.65259 | 0.67472 | 0.56584 | -97.9498 | 84.5574 | 0.5894 | -98.0031 | 84.6109
Line12_13_15 | 0 | 0 | 0 | 0 | 0 | 0 | 0 | 0 | 0 | 0 | 0 | 0 | 3.4305e-09 | -7.1556e-08 | 7.2686e-08 | -4.3885e-09 | 4.8139e-08 | -4.8312e-08 | -1.4544e-07 | 9.6205e-09 | -5.2548e-09 | 9.7005e-08 | -5.607e-09 | 2.2137e-09 | 0 | 0 | 0 | 0 | 0 | 0 |  | 1.3307 | 0.65259 | 0.67472 | 1.3307 | 0.65259 | 0.67472 | 0.5894 | -98.0031 | 84.6109 | 0.5894 | -98.003 | 84.6109
Line13_13_14 | 0.012583 | 0.011258 | 0.013988 | 0.012583 | 0.011258 | 0.013988 | 0.0029059 | 0.0025999 | 0.0032305 | 0.002906 | 0.0026 | 0.0032305 | -3.8113e-05 | 0.0016006 | -0.0021793 | 3.9688e-05 | -0.0015997 | 0.0021815 | 0.0038666 | -0.00056296 | 4.1094e-05 | -0.0038651 | 0.00056434 | -3.9105e-05 | -89.9753 | -78.6249 | -94.3088 | 90.0247 | 101.375 | 85.6913 |  | 1.3307 | 0.65259 | 0.67472 | 1.3301 | 0.65245 | 0.67541 | 0.5894 | -98.0031 | 84.6109 | 0.61298 | -98.0564 | 84.6644
Line14_15_16 | 0 | 0 | 0 | 0 | 0 | 0 | 0 | 0 | 0 | 0 | 0 | 0 | 2.287e-09 | -4.7704e-08 | 4.8458e-08 | -3.245e-09 | 2.4287e-08 | -2.4083e-08 | -9.696e-08 | 6.4137e-09 | -3.5032e-09 | 4.8525e-08 | -2.4002e-09 | 4.6213e-10 | 0 | 0 | 0 | 0 | 0 | 0 |  | 1.3307 | 0.65259 | 0.67472 | 1.3307 | 0.65259 | 0.67472 | 0.5894 | -98.003 | 84.6109 | 0.5894 | -98.003 | 84.6109
Line15_16_17 | 0 | 0 | 0 | 0 | 0 | 0 | 0 | 0 | 0 | 0 | 0 | 0 | 1.1435e-09 | -2.3852e-08 | 2.4229e-08 | -2.1015e-09 | 4.3524e-10 | 1.4596e-10 | -4.848e-08 | 3.2068e-09 | -1.7516e-09 | 4.5171e-11 | 8.0663e-10 | -1.2895e-09 | 0 | 0 | 0 | 0 | 0 | 0 |  | 1.3307 | 0.65259 | 0.67472 | 1.3307 | 0.65259 | 0.67472 | 0.5894 | -98.003 | 84.6109 | 0.5894 | -98.003 | 84.6109
Line16_4_18 | 0 | 0 | 0 | 0 | 0 | 0 | 0 | 0 | 0 | 0 | 0 | 0 | 1.2626e-09 | -2.3977e-08 | 2.4247e-08 | -2.1117e-09 | 4.3227e-10 | 1.4699e-10 | -4.8716e-08 | 3.0689e-09 | -1.7341e-09 | 3.9824e-11 | 8.127e-10 | -1.2906e-09 | 0 | 0 | 0 | 0 | 0 | 0 |  | 1.3322 | 0.653 | 0.67265 | 1.3322 | 0.653 | 0.67265 | 0.519 | -97.8435 | 84.45 | 0.519 | -97.8435 | 84.45
Line17_5_19 | 0 | 0 | 0 | 0 | 0 | 0 | 0 | 0 | 0 | 0 | 0 | 0 | 1.3029e-09 | -2.4019e-08 | 2.4252e-08 | -2.115e-09 | 4.3126e-10 | 1.4733e-10 | -4.8795e-08 | 3.0224e-09 | -1.7281e-09 | 3.8017e-11 | 8.1474e-10 | -1.291e-09 | 0 | 0 | 0 | 0 | 0 | 0 |  | 1.3328 | 0.65315 | 0.67196 | 1.3328 | 0.65315 | 0.67196 | 0.49526 | -97.79 | 84.3961 | 0.49526 | -97.79 | 84.3961
Line1_1_3 | 0.012582 | 0.011257 | 0.013987 | 0.012582 | 0.011257 | 0.013987 | 0.0029057 | 0.0025997 | 0.0032302 | 0.0029057 | 0.0025997 | 0.0032302 | -3.1802e-05 | 0.0016039 | -0.00217 | 3.3377e-05 | -0.001603 | 0.0021723 | 0.0038725 | -0.00055746 | 4.9048e-05 | -0.003871 | 0.00055884 | -4.706e-05 | -89.9753 | -78.6237 | -94.309 | 90.0248 | 101.3761 | 85.691 |  | 1.3328 | 0.65315 | 0.67196 | 1.3322 | 0.65301 | 0.67265 | 0.49526 | -97.79 | 84.3961 | 0.51877 | -97.8433 | 84.45
Line2_1_4 | 0.012645 | 0.011312 | 0.014061 | 0.012645 | 0.011312 | 0.014061 | 0.0029203 | 0.0026125 | 0.0032473 | 0.0029203 | 0.0026125 | 0.0032473 | -5.1489e-05 | 0.0016143 | -0.0021817 | 5.308e-05 | -0.0016134 | 0.002184 | 0.0038918 | -0.00055286 | 3.9125e-05 | -0.0038902 | 0.00055424 | -3.7114e-05 | -90.2627 | -78.8847 | -94.5765 | 89.7373 | 101.1151 | 85.4236 |  | 1.3328 | 0.65315 | 0.67196 | 1.3322 | 0.653 | 0.67265 | 0.49526 | -97.79 | 84.3961 | 0.519 | -97.8435 | 84.45
Line3_1_5 | 0 | 0 | 0 | 0 | 0 | 0 | 0 | 0 | 0 | 0 | 0 | 0 | 2.6057e-09 | -4.8038e-08 | 4.8505e-08 | -3.4179e-09 | 2.445e-08 | -2.4105e-08 | -9.7591e-08 | 6.0447e-09 | -3.4561e-09 | 4.8833e-08 | -2.2076e-09 | 4.3711e-10 | 0 | 0 | 0 | 0 | 0 | 0 |  | 1.3328 | 0.65315 | 0.67196 | 1.3328 | 0.65315 | 0.67196 | 0.49526 | -97.79 | 84.3961 | 0.49526 | -97.79 | 84.3961
Line4_2_6 | 0.012131 | 1.3518 | 1.4039 | 0.012131 | 1.3518 | 1.4039 | 0.0028015 | 0.31217 | 0.32422 | 0.0028015 | 0.31217 | 0.32422 | -0.00045076 | 0.10536 | 0.11404 | 0.00045605 | -0.070376 | -0.076119 | 0.0037007 | 0.1109 | 0.11718 | -0.0036944 | -0.073899 | -0.07824 | -96.3569 | -144.2932 | 38.6237 | 83.6432 | 35.7068 | -141.3763 |  | 1.3307 | 0.49002 | 0.50432 | 1.3287 | 0.32689 | 0.33669 | 0.58777 | -97.8249 | 84.4011 | 0.68056 | -97.8946 | 84.4111
Line5_6_7 | 0.012131 | 1.3518 | 1.4039 | 0.012131 | 1.3518 | 1.4039 | 0.0028015 | 0.31217 | 0.32422 | 0.0028016 | 0.31217 | 0.32422 | -0.00045606 | 0.070376 | 0.076119 | 0.00046135 | -0.035392 | -0.038199 | 0.0036944 | 0.073899 | 0.07824 | -0.0036881 | -0.036894 | -0.039304 | -96.3568 | -144.2932 | 38.6237 | 83.6433 | 35.7068 | -141.3763 |  | 1.3287 | 0.32689 | 0.33669 | 1.3267 | 0.16377 | 0.16905 | 0.68056 | -97.8946 | 84.4111 | 0.77364 | -98.1031 | 84.4408
Line6_7_8 | 0 | 1.3536 | 1.4196 | 0 | 1.3536 | 1.4196 | 0 | 0.3126 | 0.32784 | 0 | 0.3126 | 0.32784 | 5.9452e-09 | 0.035026 | 0.038805 | -6.1965e-09 | -1.0966e-14 | 1.4773e-14 | -1.4738e-07 | 0.037338 | 0.039569 | 9.8251e-08 | -2.2027e-14 | 1.3102e-14 | 0 | -144.9337 | 38.8827 | 0 | 35.0663 | -141.1173 |  | 1.3267 | 0.16377 | 0.16905 | 1.325 | 0 | 0 | 0.77364 | -98.1031 | 84.4408 | 0.84078 | 0 | 0
Line7_8_9 | 0 | 0 | 0 | 0 | 0 | 0 | 0 | 0 | 0 | 0 | 0 | 0 | 2.0655e-09 | -3.0888e-21 | -2.0389e-21 | -2.0655e-09 | 6.1341e-18 | -1.0848e-17 | -4.9093e-08 | -5.552e-22 | 2.7537e-22 | 6.4163e-11 | 1.9859e-17 | -1.8866e-18 | 0 | 0 | 0 | 0 | 0 | 0 |  | 1.325 | 0 | 0 | 1.325 | 0 | 0 | 0.84078 | 0 | 0 | 0.84078 | 0 | 0
Line8_8_10 | 0 | 0 | 0 | 0 | 0 | 0 | 0 | 0 | 0 | 0 | 0 | 0 | 2.0655e-09 | -3.0888e-21 | -2.0389e-21 | -2.0655e-09 | 6.1341e-18 | -1.0848e-17 | -4.9093e-08 | -5.552e-22 | 2.7537e-22 | 6.4163e-11 | 1.9859e-17 | -1.8866e-18 | 0 | 0 | 0 | 0 | 0 | 0 |  | 1.325 | 0 | 0 | 1.325 | 0 | 0 | 0.84078 | 0 | 0 | 0.84078 | 0 | 0
Line9_3_11 | 0.012582 | 0.011257 | 0.013987 | 0.012582 | 0.011257 | 0.013988 | 0.0029057 | 0.0025997 | 0.0032302 | 0.0029057 | 0.0025997 | 0.0032303 | -3.3379e-05 | 0.001603 | -0.0021723 | 3.4954e-05 | -0.0016022 | 0.0021746 | 0.003871 | -0.00055883 | 4.7058e-05 | -0.0038695 | 0.00056021 | -4.507e-05 | -89.9753 | -78.6239 | -94.309 | 90.0247 | 101.3759 | 85.6911 |  | 1.3322 | 0.65301 | 0.67265 | 1.3317 | 0.65287 | 0.67334 | 0.51877 | -97.8433 | 84.45 | 0.54229 | -97.8965 | 84.5038

## LLG_min_fault_6
name | pf_ikss_a_from_ka | pf_ikss_b_from_ka | pf_ikss_c_from_ka | pf_ikss_a_to_ka | pf_ikss_b_to_ka | pf_ikss_c_to_ka | pf_skss_a_from_mw | pf_skss_b_from_mw | pf_skss_c_from_mw | pf_skss_a_to_mw | pf_skss_b_to_mw | pf_skss_c_to_mw | pf_p_a_from_mw | pf_p_b_from_mw | pf_p_c_from_mw | pf_p_a_to_mw | pf_p_b_to_mw | pf_p_c_to_mw | pf_q_a_from_mvar | pf_q_b_from_mvar | pf_q_c_from_mvar | pf_q_a_to_mvar | pf_q_b_to_mvar | pf_q_c_to_mvar | pf_ikss_a_from_degree | pf_ikss_b_from_degree | pf_ikss_c_from_degree | pf_ikss_a_to_degree | pf_ikss_b_to_degree | pf_ikss_c_to_degree | 3xI0 | pf_vm_a_from_pu | pf_vm_b_from_pu | pf_vm_c_from_pu | pf_vm_a_to_pu | pf_vm_b_to_pu | pf_vm_c_to_pu | pf_va_a_from_degree | pf_va_b_from_degree | pf_va_c_from_degree | pf_va_a_to_degree | pf_va_b_to_degree | pf_va_c_to_degree
Line0_1_2 | 0.0028172 | 0.026652 | 0.0294 | 0.0028173 | 0.026652 | 0.0294 | 0.00065061 | 0.0061551 | 0.0067898 | 0.00065062 | 0.0061551 | 0.0067898 | 0.00036331 | 0.0040925 | 0.0042575 | -0.00036301 | -0.0040807 | -0.0042401 | 0.00056379 | 0.0033413 | 0.0049683 | -0.00056348 | -0.003326 | -0.0049532 | -53.9435 | -156.7339 | 64.6535 | 126.0565 | 23.2662 | -115.3466 |  | 1.0309 | 0.85835 | 0.96365 | 1.0302 | 0.85529 | 0.9603 | 3.2587 | -117.5045 | 114.0594 | 3.2657 | -117.5519 | 114.0888
Line10_11_12 | 0.0028373 | 0.0028493 | 0.0028709 | 0.0028373 | 0.0028494 | 0.0028709 | 0.00065524 | 0.00065803 | 0.000663 | 0.00065525 | 0.00065804 | 0.00066301 | 0.00037126 | 0.00023673 | -0.00062513 | -0.00037119 | -0.00023666 | 0.00062522 | 0.00056405 | -0.00051291 | 0.00013254 | -0.00056397 | 0.00051299 | -0.00013246 | -53.3848 | -52.3016 | -53.9528 | 126.6152 | 127.6984 | 126.0472 |  | 1.0306 | 0.85848 | 0.96384 | 1.0304 | 0.85854 | 0.96393 | 3.2621 | -117.5256 | 114.0767 | 3.2639 | -117.5361 | 114.0854
Line11_12_13 | 0.0028373 | 0.0028494 | 0.0028709 | 0.0028373 | 0.0028494 | 0.0028709 | 0.00065525 | 0.00065804 | 0.00066301 | 0.00065525 | 0.00065805 | 0.00066302 | 0.00037118 | 0.00023666 | -0.00062522 | -0.00037111 | -0.00023659 | 0.0006253 | 0.00056397 | -0.00051299 | 0.00013246 | -0.0005639 | 0.00051308 | -0.00013238 | -53.3849 | -52.3016 | -53.9528 | 126.6151 | 127.6984 | 126.0472 |  | 1.0304 | 0.85854 | 0.96393 | 1.0302 | 0.85861 | 0.96402 | 3.2639 | -117.5361 | 114.0854 | 3.2656 | -117.5467 | 114.0941
Line12_13_15 | 0 | 0 | 0 | 0 | 0 | 0 | 0 | 0 | 0 | 0 | 0 | 0 | -1.3194e-08 | -1.0126e-08 | 2.3594e-08 | 8.4872e-09 | 7.0356e-09 | -1.5797e-08 | -2.1987e-08 | 1.8848e-08 | -4.2017e-09 | 1.4863e-08 | -1.2437e-08 | 2.4556e-09 | 0 | 0 | 0 | 0 | 0 | 0 |  | 1.0302 | 0.85861 | 0.96402 | 1.0302 | 0.85861 | 0.96402 | 3.2656 | -117.5467 | 114.0941 | 3.2656 | -117.5467 | 114.0941
Line13_13_14 | 0.0028374 | 0.0028495 | 0.0028711 | 0.0028375 | 0.0028496 | 0.0028711 | 0.00065528 | 0.00065807 | 0.00066304 | 0.00065529 | 0.00065808 | 0.00066305 | 0.00037113 | 0.0002366 | -0.00062533 | -0.00037105 | -0.00023653 | 0.00062542 | 0.00056392 | -0.0005131 | 0.00013238 | -0.00056385 | 0.00051319 | -0.0001323 | -53.385 | -52.3018 | -53.9529 | 126.615 | 127.6982 | 126.0471 |  | 1.0302 | 0.85861 | 0.96402 | 1.0301 | 0.85867 | 0.96412 | 3.2656 | -117.5467 | 114.0941 | 3.2674 | -117.5572 | 114.1028
Line14_15_16 | 0 | 0 | 0 | 0 | 0 | 0 | 0 | 0 | 0 | 0 | 0 | 0 | -8.7961e-09 | -6.7506e-09 | 1.5729e-08 | 4.0891e-09 | 3.6603e-09 | -7.932e-09 | -1.4658e-08 | 1.2565e-08 | -2.8011e-09 | 7.5335e-09 | -6.1546e-09 | 1.055e-09 | 0 | 0 | 0 | 0 | 0 | 0 |  | 1.0302 | 0.85861 | 0.96402 | 1.0302 | 0.85861 | 0.96402 | 3.2656 | -117.5467 | 114.0941 | 3.2656 | -117.5467 | 114.0941
Line15_16_17 | 0 | 0 | 0 | 0 | 0 | 0 | 0 | 0 | 0 | 0 | 0 | 0 | -4.398e-09 | -3.3753e-09 | 7.8646e-09 | -3.0889e-10 | 2.8498e-10 | -6.7395e-11 | -7.3291e-09 | 6.2826e-09 | -1.4006e-09 | 2.0443e-10 | 1.2802e-10 | -3.4552e-10 | 0 | 0 | 0 | 0 | 0 | 0 |  | 1.0302 | 0.85861 | 0.96402 | 1.0302 | 0.85861 | 0.96402 | 3.2656 | -117.5467 | 114.0941 | 3.2656 | -117.5467 | 114.0941
Line16_4_18 | 0 | 0 | 0 | 0 | 0 | 0 | 0 | 0 | 0 | 0 | 0 | 0 | -4.3911e-09 | -3.4131e-09 | 7.8962e-09 | -3.1091e-10 | 2.8546e-10 | -6.6547e-11 | -7.3755e-09 | 6.2908e-09 | -1.3808e-09 | 2.042e-10 | 1.2964e-10 | -3.4694e-10 | 0 | 0 | 0 | 0 | 0 | 0 |  | 1.0307 | 0.85841 | 0.96374 | 1.0307 | 0.85841 | 0.96374 | 3.2604 | -117.5151 | 114.0681 | 3.2604 | -117.5151 | 114.0681
Line17_5_19 | 0 | 0 | 0 | 0 | 0 | 0 | 0 | 0 | 0 | 0 | 0 | 0 | -4.3887e-09 | -3.4259e-09 | 7.9068e-09 | -3.1159e-10 | 2.8562e-10 | -6.6259e-11 | -7.391e-09 | 6.2934e-09 | -1.3742e-09 | 2.0412e-10 | 1.3019e-10 | -3.4741e-10 | 0 | 0 | 0 | 0 | 0 | 0 |  | 1.0309 | 0.85835 | 0.96365 | 1.0309 | 0.85835 | 0.96365 | 3.2587 | -117.5045 | 114.0594 | 3.2587 | -117.5045 | 114.0594
Line1_1_3 | 0.0028372 | 0.0028493 | 0.0028708 | 0.0028372 | 0.0028493 | 0.0028708 | 0.00065522 | 0.00065801 | 0.00066298 | 0.00065523 | 0.00065802 | 0.00066299 | 0.0003714 | 0.00023688 | -0.00062495 | -0.00037133 | -0.00023681 | 0.00062504 | 0.00056419 | -0.00051273 | 0.0001327 | -0.00056412 | 0.00051282 | -0.00013262 | -53.3848 | -52.3015 | -53.9527 | 126.6152 | 127.6985 | 126.0473 |  | 1.0309 | 0.85835 | 0.96365 | 1.0307 | 0.85841 | 0.96374 | 3.2587 | -117.5045 | 114.0594 | 3.2604 | -117.515 | 114.068
Line2_1_4 | 0.0028516 | 0.0028637 | 0.0028855 | 0.0028516 | 0.0028638 | 0.0028855 | 0.00065854 | 0.00066135 | 0.00066637 | 0.00065855 | 0.00066136 | 0.00066638 | 0.00037057 | 0.00024053 | -0.00062877 | -0.00037049 | -0.00024045 | 0.00062886 | 0.00056883 | -0.0005142 | 0.00013038 | -0.00056876 | 0.00051429 | -0.0001303 | -53.6591 | -52.5732 | -54.2261 | 126.3409 | 127.4268 | 125.7739 |  | 1.0309 | 0.85835 | 0.96365 | 1.0307 | 0.85841 | 0.96374 | 3.2587 | -117.5045 | 114.0594 | 3.2604 | -117.5151 | 114.0681
Line3_1_5 | 0 | 0 | 0 | 0 | 0 | 0 | 0 | 0 | 0 | 0 | 0 | 0 | -8.7774e-09 | -6.8517e-09 | 1.5814e-08 | 4.0771e-09 | 3.7115e-09 | -7.973e-09 | -1.4782e-08 | 1.2587e-08 | -2.7483e-09 | 7.5952e-09 | -6.1633e-09 | 1.0267e-09 | 0 | 0 | 0 | 0 | 0 | 0 |  | 1.0309 | 0.85835 | 0.96365 | 1.0309 | 0.85835 | 0.96365 | 3.2587 | -117.5045 | 114.0594 | 3.2587 | -117.5045 | 114.0594
Line4_2_6 | 0.0028173 | 0.026652 | 0.0294 | 0.0028173 | 0.026652 | 0.0294 | 0.00065062 | 0.0061551 | 0.0067898 | 0.00065063 | 0.0061551 | 0.0067897 | 0.00036301 | 0.0040807 | 0.0042401 | -0.00036271 | -0.0040689 | -0.0042228 | 0.00056348 | 0.003326 | 0.0049532 | -0.00056316 | -0.0033107 | -0.0049382 | -53.9435 | -156.7338 | 64.6534 | 126.0565 | 23.2663 | -115.3466 |  | 1.0302 | 0.85529 | 0.9603 | 1.0296 | 0.85224 | 0.95696 | 3.2657 | -117.5519 | 114.0888 | 3.2728 | -117.5997 | 114.1184
Line5_6_7 | 0.0028173 | 0.026652 | 0.0294 | 0.0028173 | 0.026652 | 0.0294 | 0.00065063 | 0.0061551 | 0.0067897 | 0.00065063 | 0.0061551 | 0.0067897 | 0.00036271 | 0.0040689 | 0.0042228 | -0.00036241 | -0.0040571 | -0.0042055 | 0.00056316 | 0.0033107 | 0.0049382 | -0.00056285 | -0.0032954 | -0.0049231 | -53.9435 | -156.7337 | 64.6534 | 126.0565 | 23.2664 | -115.3467 |  | 1.0296 | 0.85224 | 0.95696 | 1.0289 | 0.84918 | 0.95361 | 3.2728 | -117.5997 | 114.1184 | 3.2799 | -117.6479 | 114.1482
Line6_7_8 | 0 | 0.027632 | 0.031032 | 0 | 0.027632 | 0.031032 | 0 | 0.0063813 | 0.0071666 | 0 | 0.0063813 | 0.0071666 | -1.3092e-08 | 0.0038292 | 0.0048343 | 8.4179e-09 | -0.0038175 | -0.004815 | -2.2511e-08 | 0.0038342 | 0.0048306 | 1.5221e-08 | -0.0038175 | -0.0048149 | 0 | -162.6854 | 69.1702 | 0 | 17.3147 | -110.8298 |  | 1.0289 | 0.84918 | 0.95361 | 1.0284 | 0.84604 | 0.95016 | 3.2799 | -117.6479 | 114.1482 | 3.2852 | -117.6852 | 114.1701
Line7_8_9 | 0 | 0 | 0 | 0 | 0 | 0 | 0 | 0 | 0 | 0 | 0 | 0 | -4.3597e-09 | -3.498e-09 | 7.8567e-09 | -3.0143e-10 | 3.2009e-10 | -1.7675e-11 | -7.5078e-09 | 6.2605e-09 | -1.2822e-09 | 2.0528e-10 | 1.1903e-10 | -3.3619e-10 | 0 | 0 | 0 | 0 | 0 | 0 |  | 1.0284 | 0.84604 | 0.95016 | 1.0284 | 0.84604 | 0.95016 | 3.2852 | -117.6852 | 114.1701 | 3.2852 | -117.6852 | 114.1701
Line8_8_10 | 0 | 0 | 0 | 0 | 0 | 0 | 0 | 0 | 0 | 0 | 0 | 0 | -4.3597e-09 | -3.498e-09 | 7.8567e-09 | -3.0143e-10 | 3.2009e-10 | -1.7675e-11 | -7.5078e-09 | 6.2605e-09 | -1.2822e-09 | 2.0528e-10 | 1.1903e-10 | -3.3619e-10 | 0 | 0 | 0 | 0 | 0 | 0 |  | 1.0284 | 0.84604 | 0.95016 | 1.0284 | 0.84604 | 0.95016 | 3.2852 | -117.6852 | 114.1701 | 3.2852 | -117.6852 | 114.1701
Line9_3_11 | 0.0028372 | 0.0028493 | 0.0028708 | 0.0028373 | 0.0028493 | 0.0028709 | 0.00065523 | 0.00065802 | 0.00066299 | 0.00065524 | 0.00065803 | 0.000663 | 0.00037133 | 0.00023681 | -0.00062504 | -0.00037126 | -0.00023673 | 0.00062513 | 0.00056412 | -0.00051282 | 0.00013262 | -0.00056405 | 0.00051291 | -0.00013254 | -53.3848 | -52.3015 | -53.9527 | 126.6152 | 127.6985 | 126.0473 |  | 1.0307 | 0.85841 | 0.96374 | 1.0306 | 0.85848 | 0.96384 | 3.2604 | -117.515 | 114.068 | 3.2621 | -117.5256 | 114.0767

## LLG_min_fault_10
name | pf_ikss_a_from_ka | pf_ikss_b_from_ka | pf_ikss_c_from_ka | pf_ikss_a_to_ka | pf_ikss_b_to_ka | pf_ikss_c_to_ka | pf_skss_a_from_mw | pf_skss_b_from_mw | pf_skss_c_from_mw | pf_skss_a_to_mw | pf_skss_b_to_mw | pf_skss_c_to_mw | pf_p_a_from_mw | pf_p_b_from_mw | pf_p_c_from_mw | pf_p_a_to_mw | pf_p_b_to_mw | pf_p_c_to_mw | pf_q_a_from_mvar | pf_q_b_from_mvar | pf_q_c_from_mvar | pf_q_a_to_mvar | pf_q_b_to_mvar | pf_q_c_to_mvar | pf_ikss_a_from_degree | pf_ikss_b_from_degree | pf_ikss_c_from_degree | pf_ikss_a_to_degree | pf_ikss_b_to_degree | pf_ikss_c_to_degree | 3xI0 | pf_vm_a_from_pu | pf_vm_b_from_pu | pf_vm_c_from_pu | pf_vm_a_to_pu | pf_vm_b_to_pu | pf_vm_c_to_pu | pf_va_a_from_degree | pf_va_b_from_degree | pf_va_c_from_degree | pf_va_a_to_degree | pf_va_b_to_degree | pf_va_c_to_degree
Line0_1_2 | 0.0026689 | 0.02525 | 0.027853 | 0.002669 | 0.02525 | 0.027853 | 0.00061637 | 0.0058312 | 0.0064324 | 0.00061637 | 0.0058312 | 0.0064324 | 0.00032607 | 0.0036731 | 0.0038211 | -0.0003258 | -0.0036624 | -0.0038056 | 0.00050601 | 0.0029988 | 0.0044591 | -0.00050572 | -0.0029851 | -0.0044456 | -53.9435 | -156.7339 | 64.6535 | 126.0565 | 23.2662 | -115.3466 |  | 0.97664 | 0.81317 | 0.91293 | 0.976 | 0.81028 | 0.90976 | 3.2587 | -117.5045 | 114.0594 | 3.2657 | -117.5519 | 114.0888
Line10_11_12 | 0.0026879 | 0.0026994 | 0.0027198 | 0.002688 | 0.0026994 | 0.0027198 | 0.00062075 | 0.0006234 | 0.0006281 | 0.00062076 | 0.0006234 | 0.00062811 | 0.00033321 | 0.00021247 | -0.00056106 | -0.00033314 | -0.00021241 | 0.00056114 | 0.00050624 | -0.00046034 | 0.00011895 | -0.00050617 | 0.00046042 | -0.00011888 | -53.3848 | -52.3016 | -53.9528 | 126.6152 | 127.6984 | 126.0472 |  | 0.97632 | 0.81329 | 0.91311 | 0.97616 | 0.81336 | 0.9132 | 3.2621 | -117.5256 | 114.0767 | 3.2639 | -117.5361 | 114.0854
Line11_12_13 | 0.002688 | 0.0026994 | 0.0027198 | 0.002688 | 0.0026995 | 0.0027198 | 0.00062076 | 0.0006234 | 0.00062811 | 0.00062077 | 0.00062341 | 0.00062812 | 0.00033314 | 0.00021241 | -0.00056114 | -0.00033308 | -0.00021234 | 0.00056122 | 0.00050617 | -0.00046042 | 0.00011888 | -0.00050611 | 0.0004605 | -0.00011881 | -53.3849 | -52.3016 | -53.9528 | 126.6151 | 127.6984 | 126.0472 |  | 0.97616 | 0.81336 | 0.9132 | 0.97601 | 0.81342 | 0.91329 | 3.2639 | -117.5361 | 114.0854 | 3.2656 | -117.5467 | 114.0941
Line12_13_15 | 0 | 0 | 0 | 0 | 0 | 0 | 0 | 0 | 0 | 0 | 0 | 0 | -1.1842e-08 | -9.088e-09 | 2.1176e-08 | 7.6173e-09 | 6.3145e-09 | -1.4178e-08 | -1.9734e-08 | 1.6916e-08 | -3.771e-09 | 1.3339e-08 | -1.1162e-08 | 2.2039e-09 | 0 | 0 | 0 | 0 | 0 | 0 |  | 0.97601 | 0.81342 | 0.91329 | 0.97601 | 0.81342 | 0.91329 | 3.2656 | -117.5467 | 114.0941 | 3.2656 | -117.5467 | 114.0941
Line13_13_14 | 0.0026881 | 0.0026996 | 0.0027199 | 0.0026881 | 0.0026996 | 0.00272 | 0.00062079 | 0.00062343 | 0.00062814 | 0.0006208 | 0.00062344 | 0.00062815 | 0.00033309 | 0.00021235 | -0.00056124 | -0.00033302 | -0.00021228 | 0.00056132 | 0.00050613 | -0.00046051 | 0.00011881 | -0.00050606 | 0.00046059 | -0.00011874 | -53.385 | -52.3018 | -53.9529 | 126.615 | 127.6982 | 126.0471 |  | 0.97601 | 0.81342 | 0.91329 | 0.97585 | 0.81348 | 0.91337 | 3.2656 | -117.5467 | 114.0941 | 3.2674 | -117.5572 | 114.1028
Line14_15_16 | 0 | 0 | 0 | 0 | 0 | 0 | 0 | 0 | 0 | 0 | 0 | 0 | -7.8946e-09 | -6.0587e-09 | 1.4117e-08 | 3.67e-09 | 3.2851e-09 | -7.1191e-09 | -1.3156e-08 | 1.1277e-08 | -2.514e-09 | 6.7614e-09 | -5.5238e-09 | 9.4691e-10 | 0 | 0 | 0 | 0 | 0 | 0 |  | 0.97601 | 0.81342 | 0.91329 | 0.97601 | 0.81342 | 0.91329 | 3.2656 | -117.5467 | 114.0941 | 3.2656 | -117.5467 | 114.0941
Line15_16_17 | 0 | 0 | 0 | 0 | 0 | 0 | 0 | 0 | 0 | 0 | 0 | 0 | -3.9473e-09 | -3.0293e-09 | 7.0586e-09 | -2.7724e-10 | 2.5577e-10 | -6.0488e-11 | -6.5779e-09 | 5.6387e-09 | -1.257e-09 | 1.8347e-10 | 1.149e-10 | -3.1011e-10 | 0 | 0 | 0 | 0 | 0 | 0 |  | 0.97601 | 0.81342 | 0.91329 | 0.97601 | 0.81342 | 0.91329 | 3.2656 | -117.5467 | 114.0941 | 3.2656 | -117.5467 | 114.0941
Line16_4_18 | 0 | 0 | 0 | 0 | 0 | 0 | 0 | 0 | 0 | 0 | 0 | 0 | -3.941e-09 | -3.0633e-09 | 7.0869e-09 | -2.7904e-10 | 2.562e-10 | -5.9726e-11 | -6.6195e-09 | 5.646e-09 | -1.2393e-09 | 1.8327e-10 | 1.1635e-10 | -3.1138e-10 | 0 | 0 | 0 | 0 | 0 | 0 |  | 0.97648 | 0.81323 | 0.91302 | 0.97648 | 0.81323 | 0.91302 | 3.2604 | -117.5151 | 114.0681 | 3.2604 | -117.5151 | 114.0681
Line17_5_19 | 0 | 0 | 0 | 0 | 0 | 0 | 0 | 0 | 0 | 0 | 0 | 0 | -3.9389e-09 | -3.0747e-09 | 7.0964e-09 | -2.7965e-10 | 2.5634e-10 | -5.9468e-11 | -6.6335e-09 | 5.6484e-09 | -1.2333e-09 | 1.832e-10 | 1.1684e-10 | -3.1181e-10 | 0 | 0 | 0 | 0 | 0 | 0 |  | 0.97664 | 0.81317 | 0.91293 | 0.97664 | 0.81317 | 0.91293 | 3.2587 | -117.5045 | 114.0594 | 3.2587 | -117.5045 | 114.0594
Line1_1_3 | 0.0026879 | 0.0026993 | 0.0027197 | 0.0026879 | 0.0026993 | 0.0027197 | 0.00062074 | 0.00062338 | 0.00062809 | 0.00062074 | 0.00062339 | 0.0006281 | 0.00033334 | 0.0002126 | -0.0005609 | -0.00033327 | -0.00021254 | 0.00056098 | 0.00050637 | -0.00046018 | 0.0001191 | -0.0005063 | 0.00046026 | -0.00011903 | -53.3848 | -52.3015 | -53.9527 | 126.6152 | 127.6985 | 126.0473 |  | 0.97664 | 0.81317 | 0.91293 | 0.97648 | 0.81323 | 0.91302 | 3.2587 | -117.5045 | 114.0594 | 3.2604 | -117.515 | 114.068
Line2_1_4 | 0.0027015 | 0.002713 | 0.0027336 | 0.0027015 | 0.0027131 | 0.0027336 | 0.00062388 | 0.00062655 | 0.0006313 | 0.00062389 | 0.00062655 | 0.00063131 | 0.00033259 | 0.00021587 | -0.00056433 | -0.00033252 | -0.00021581 | 0.00056441 | 0.00051053 | -0.0004615 | 0.00011702 | -0.00051047 | 0.00046158 | -0.00011694 | -53.6591 | -52.5732 | -54.2261 | 126.3409 | 127.4268 | 125.7739 |  | 0.97664 | 0.81317 | 0.91293 | 0.97648 | 0.81323 | 0.91302 | 3.2587 | -117.5045 | 114.0594 | 3.2604 | -117.5151 | 114.0681
Line3_1_5 | 0 | 0 | 0 | 0 | 0 | 0 | 0 | 0 | 0 | 0 | 0 | 0 | -7.8777e-09 | -6.1495e-09 | 1.4193e-08 | 3.6592e-09 | 3.3311e-09 | -7.1558e-09 | -1.3267e-08 | 1.1297e-08 | -2.4666e-09 | 6.8167e-09 | -5.5316e-09 | 9.2151e-10 | 0 | 0 | 0 | 0 | 0 | 0 |  | 0.97664 | 0.81317 | 0.91293 | 0.97664 | 0.81317 | 0.91293 | 3.2587 | -117.5045 | 114.0594 | 3.2587 | -117.5045 | 114.0594
Line4_2_6 | 0.002669 | 0.02525 | 0.027853 | 0.002669 | 0.02525 | 0.027853 | 0.00061637 | 0.0058312 | 0.0064324 | 0.00061638 | 0.0058312 | 0.0064324 | 0.0003258 | 0.0036624 | 0.0038056 | -0.00032553 | -0.0036518 | -0.00379 | 0.00050572 | 0.0029851 | 0.0044456 | -0.00050544 | -0.0029714 | -0.004432 | -53.9435 | -156.7338 | 64.6534 | 126.0565 | 23.2663 | -115.3466 |  | 0.976 | 0.81028 | 0.90976 | 0.97537 | 0.80738 | 0.90659 | 3.2657 | -117.5519 | 114.0888 | 3.2728 | -117.5997 | 114.1184
Line5_6_7 | 0.002669 | 0.02525 | 0.027853 | 0.002669 | 0.02525 | 0.027853 | 0.00061638 | 0.0058312 | 0.0064324 | 0.00061639 | 0.0058312 | 0.0064324 | 0.00032553 | 0.0036518 | 0.00379 | -0.00032526 | -0.0036412 | -0.0037744 | 0.00050544 | 0.0029714 | 0.004432 | -0.00050516 | -0.0029577 | -0.0044185 | -53.9435 | -156.7337 | 64.6534 | 126.0565 | 23.2664 | -115.3467 |  | 0.97537 | 0.80738 | 0.90659 | 0.97473 | 0.80449 | 0.90342 | 3.2728 | -117.5997 | 114.1184 | 3.2799 | -117.6479 | 114.1482
Line6_7_8 | 0 | 0.026177 | 0.029399 | 0 | 0.026177 | 0.029399 | 0 | 0.0060454 | 0.0067894 | 0 | 0.0060454 | 0.0067894 | -1.175e-08 | 0.0034367 | 0.0043388 | 7.5551e-09 | -0.0034263 | -0.0043215 | -2.0204e-08 | 0.0034412 | 0.0043355 | 1.3661e-08 | -0.0034263 | -0.0043215 | 0 | -162.6854 | 69.1702 | 0 | 17.3147 | -110.8298 |  | 0.97473 | 0.80449 | 0.90342 | 0.97425 | 0.80151 | 0.90015 | 3.2799 | -117.6479 | 114.1482 | 3.2852 | -117.6852 | 114.1701
Line7_8_9 | 0 | 0 | 0 | 0 | 0 | 0 | 0 | 0 | 0 | 0 | 0 | 0 | -3.9128e-09 | -3.1395e-09 | 7.0515e-09 | -2.7054e-10 | 2.8728e-10 | -1.5863e-11 | -6.7383e-09 | 5.6188e-09 | -1.1507e-09 | 1.8424e-10 | 1.0683e-10 | -3.0173e-10 | 0 | 0 | 0 | 0 | 0 | 0 |  | 0.97425 | 0.80151 | 0.90015 | 0.97425 | 0.80151 | 0.90015 | 3.2852 | -117.6852 | 114.1701 | 3.2852 | -117.6852 | 114.1701
Line8_8_10 | 0 | 0 | 0 | 0 | 0 | 0 | 0 | 0 | 0 | 0 | 0 | 0 | -3.9128e-09 | -3.1395e-09 | 7.0515e-09 | -2.7054e-10 | 2.8728e-10 | -1.5864e-11 | -6.7383e-09 | 5.6188e-09 | -1.1507e-09 | 1.8424e-10 | 1.0683e-10 | -3.0173e-10 | 0 | 0 | 0 | 0 | 0 | 0 |  | 0.97425 | 0.80151 | 0.90015 | 0.97425 | 0.80151 | 0.90015 | 3.2852 | -117.6852 | 114.1701 | 3.2852 | -117.6852 | 114.1701
Line9_3_11 | 0.0026879 | 0.0026993 | 0.0027197 | 0.0026879 | 0.0026994 | 0.0027198 | 0.00062074 | 0.00062339 | 0.0006281 | 0.00062075 | 0.0006234 | 0.0006281 | 0.00033327 | 0.00021254 | -0.00056098 | -0.00033321 | -0.00021247 | 0.00056106 | 0.0005063 | -0.00046026 | 0.00011903 | -0.00050624 | 0.00046034 | -0.00011895 | -53.3848 | -52.3015 | -53.9527 | 126.6152 | 127.6985 | 126.0473 |  | 0.97648 | 0.81323 | 0.91302 | 0.97632 | 0.81329 | 0.91311 | 3.2604 | -117.515 | 114.068 | 3.2621 | -117.5256 | 114.0767