## LLL_max_6
name | pf_ikss_from_ka | pf_ikss_to_ka | pf_ip_from_ka | pf_ip_to_ka | pf_skss_from_mw | pf_skss_to_mw | pf_p_from_mw | pf_p_to_mw | pf_q_from_mvar | pf_q_to_mvar | pf_ikss_from_degree | pf_ikss_to_degree | pf_vm_from_pu | pf_vm_to_pu | pf_va_from_degree | pf_va_to_degree
Line0_1_2 | 2.1201 | 2.1201 | 0 | 0 | 1.4689 | 1.4689 | 0.59647 | -0.46163 | 1.1734 | -0.90374 | -66.6388 | 113.3612 | 0.89616 | 0.69088 | -3.5837 | -3.6966
Line10_11_12 | 0.21073 | 0.21073 | 0 | 0 | 0.146 | 0.146 | -0.054311 | 0.055643 | -0.12554 | 0.12821 | 109.6654 | -70.3346 | 0.9369 | 0.95727 | -3.7281 | -3.7956
Line11_12_13 | 0.21073 | 0.21073 | 0 | 0 | 0.146 | 0.146 | -0.055643 | 0.056975 | -0.12821 | 0.13087 | 109.6654 | -70.3346 | 0.95727 | 0.97765 | -3.7956 | -3.8604
Line12_13_15 | 0 | 0 | 0 | 0 | 0 | 0 | 0 | 0 | 0 | 0 | 0 | 0 | 0.97765 | 0.97765 | -3.8604 | -3.8604
Line13_13_14 | 0.21073 | 0.21073 | 0 | 0 | 0.146 | 0.146 | -0.056975 | 0.058307 | -0.13087 | 0.13354 | 109.6654 | -70.3346 | 0.97765 | 0.99802 | -3.8604 | -3.9225
Line14_15_16 | 0 | 0 | 0 | 0 | 0 | 0 | 0 | 0 | 0 | 0 | 0 | 0 | 0.97765 | 0.97765 | -3.8604 | -3.8604
Line15_16_17 | 0 | 0 | 0 | 0 | 0 | 0 | 0 | 0 | 0 | 0 | 0 | 0 | 0.97765 | 0.97765 | -3.8604 | -3.8604
Line16_4_18 | 0 | 0 | 0 | 0 | 0 | 0 | 0 | 0 | 0 | 0 | 0 | 0 | 0.92233 | 0.92233 | -3.7021 | -3.7021
Line17_5_19 | 0 | 0 | 0 | 0 | 0 | 0 | 0 | 0 | 0 | 0 | 0 | 0 | 0.89616 | 0.89616 | -3.5837 | -3.5837
Line1_1_3 | 0.21073 | 0.21073 | 0 | 0 | 0.146 | 0.146 | -0.051646 | 0.052978 | -0.12022 | 0.12288 | 109.6654 | -70.3346 | 0.89616 | 0.91653 | -3.5837 | -3.6575
Line2_1_4 | 0.27103 | 0.27103 | 0 | 0 | 0.18778 | 0.18778 | -0.064121 | 0.066325 | -0.15558 | 0.15999 | 108.8149 | -71.1851 | 0.89616 | 0.92233 | -3.5837 | -3.7021
Line3_1_5 | 0 | 0 | 0 | 0 | 0 | 0 | 0 | 0 | 0 | 0 | 0 | 0 | 0.89616 | 0.89616 | -3.5837 | -3.5837
Line4_2_6 | 2.1201 | 2.1201 | 0 | 0 | 1.4689 | 1.4689 | 0.46163 | -0.32678 | 0.90374 | -0.63404 | -66.6388 | 113.3612 | 0.69088 | 0.48561 | -3.6966 | -3.9048
Line5_6_7 | 2.1201 | 2.1201 | 0 | 0 | 1.4689 | 1.4689 | 0.32678 | -0.19193 | 0.63404 | -0.36435 | -66.6388 | 113.3612 | 0.48561 | 0.28036 | -3.9048 | -4.4181
Line6_7_8 | 2.8955 | 2.8955 | 0 | 5.2971 | 2.0061 | 2.0061 | 0.25152 | -1e-07 | 0.50304 | -1e-07 | -67.853 | 112.147 | 0.28036 | 0 | -4.4181 | 0
Line7_8_9 | 0 | 0 | 0 | 0 | 0 | 0 | 5.9499e-22 | 0 | 2.9853e-22 | 0 | 0 | 0 | 0 | 0 | 0 | 0
Line8_8_10 | 0 | 0 | 0 | 0 | 0 | 0 | 5.9499e-22 | 0 | 2.9853e-22 | 0 | 0 | 0 | 0 | 0 | 0 | 0
Line9_3_11 | 0.21073 | 0.21073 | 0 | 0 | 0.146 | 0.146 | -0.052978 | 0.054311 | -0.12288 | 0.12554 | 109.6654 | -70.3346 | 0.91653 | 0.9369 | -3.6575 | -3.7281

## LLL_max_10
name | pf_ikss_from_ka | pf_ikss_to_ka | pf_ip_from_ka | pf_ip_to_ka | pf_skss_from_mw | pf_skss_to_mw | pf_p_from_mw | pf_p_to_mw | pf_q_from_mvar | pf_q_to_mvar | pf_ikss_from_degree | pf_ikss_to_degree | pf_vm_from_pu | pf_vm_to_pu | pf_va_from_degree | pf_va_to_degree
Line0_1_2 | 2.2097 | 2.2097 | 0 | 0 | 1.5309 | 1.5309 | 0.64541 | -0.49893 | 1.271 | -0.97807 | -66.8022 | 113.1978 | 0.93116 | 0.71722 | -3.723 | -3.8291
Line10_11_12 | 0.21778 | 0.21778 | 0 | 0 | 0.15088 | 0.15088 | -0.059191 | 0.060613 | -0.1344 | 0.13724 | 109.92 | -70.08 | 0.97328 | 0.99434 | -3.8496 | -3.9088
Line11_12_13 | 0.21778 | 0.21778 | 0 | 0 | 0.15088 | 0.15088 | -0.060613 | 0.062036 | -0.13724 | 0.14009 | 109.92 | -70.08 | 0.99434 | 1.0154 | -3.9088 | -3.9656
Line12_13_15 | 0 | 0 | 0 | 0 | 0 | 0 | 0 | 0 | 0 | 0 | 0 | 0 | 1.0154 | 1.0154 | -3.9656 | -3.9656
Line13_13_14 | 0.21778 | 0.21778 | 0 | 0 | 0.15088 | 0.15088 | -0.062036 | 0.063459 | -0.14009 | 0.14293 | 109.92 | -70.08 | 1.0154 | 1.0365 | -3.9656 | -4.0201
Line14_15_16 | 0 | 0 | 0 | 0 | 0 | 0 | 0 | 0 | 0 | 0 | 0 | 0 | 1.0154 | 1.0154 | -3.9656 | -3.9656
Line15_16_17 | 0 | 0 | 0 | 0 | 0 | 0 | 0 | 0 | 0 | 0 | 0 | 0 | 1.0154 | 1.0154 | -3.9656 | -3.9656
Line16_4_18 | 0 | 0 | 0 | 0 | 0 | 0 | 0 | 0 | 0 | 0 | 0 | 0 | 0.95797 | 0.95797 | -3.8287 | -3.8287
Line17_5_19 | 0 | 0 | 0 | 0 | 0 | 0 | 0 | 0 | 0 | 0 | 0 | 0 | 0.93116 | 0.93116 | -3.723 | -3.723
Line1_1_3 | 0.21778 | 0.21778 | 0 | 0 | 0.15088 | 0.15088 | -0.056345 | 0.057768 | -0.1287 | 0.13155 | 109.92 | -70.08 | 0.93116 | 0.95222 | -3.723 | -3.7877
Line2_1_4 | 0.27744 | 0.27744 | 0 | 0 | 0.19221 | 0.19221 | -0.069343 | 0.071653 | -0.165 | 0.16962 | 109.0718 | -70.9282 | 0.93116 | 0.95797 | -3.723 | -3.8287
Line3_1_5 | 0 | 0 | 0 | 0 | 0 | 0 | 0 | 0 | 0 | 0 | 0 | 0 | 0.93116 | 0.93116 | -3.723 | -3.723
Line4_2_6 | 2.2097 | 2.2097 | 0 | 0 | 1.5309 | 1.5309 | 0.49893 | -0.35246 | 0.97807 | -0.68512 | -66.8022 | 113.1978 | 0.71722 | 0.50328 | -3.8291 | -4.0255
Line5_6_7 | 2.2097 | 2.2097 | 0 | 0 | 1.5309 | 1.5309 | 0.35246 | -0.20598 | 0.68512 | -0.39217 | -66.8022 | 113.1978 | 0.50328 | 0.28935 | -4.0255 | -4.5121
Line6_7_8 | 2.9884 | 2.9884 | 0 | 5.4745 | 2.0704 | 2.0704 | 0.26792 | -1e-07 | 0.53584 | -1e-07 | -67.9471 | 112.0529 | 0.28935 | 0 | -4.5121 | 0
Line7_8_9 | 0 | 0 | 0 | 0 | 0 | 0 | 8.9468e-22 | 0 | -9.755e-23 | 0 | 0 | 0 | 0 | 0 | 0 | 0
Line8_8_10 | 0 | 0 | 0 | 0 | 0 | 0 | 8.9468e-22 | 0 | -9.755e-23 | 0 | 0 | 0 | 0 | 0 | 0 | 0
Line9_3_11 | 0.21778 | 0.21778 | 0 | 0 | 0.15088 | 0.15088 | -0.057768 | 0.059191 | -0.13155 | 0.1344 | 109.92 | -70.08 | 0.95222 | 0.97328 | -3.7877 | -3.8496

## LLL_max_fault_6
name | pf_ikss_from_ka | pf_ikss_to_ka | pf_ip_from_ka | pf_ip_to_ka | pf_skss_from_mw | pf_skss_to_mw | pf_p_from_mw | pf_p_to_mw | pf_q_from_mvar | pf_q_to_mvar | pf_ikss_from_degree | pf_ikss_to_degree | pf_vm_from_pu | pf_vm_to_pu | pf_va_from_degree | pf_va_to_degree
Line0_1_2 | 0.093421 | 0.093421 | 0 | 0 | 0.064724 | 0.064724 | -0.018934 | 0.019196 | -0.067551 | 0.068075 | 105.7019 | -74.2981 | 1.0839 | 1.0928 | 0.04413 | -0.045609
Line10_11_12 | 0.10745 | 0.10745 | 0 | 0 | 0.074445 | 0.074445 | -0.0039941 | 0.0043405 | -0.082009 | 0.082702 | 92.3889 | -87.6111 | 1.1029 | 1.1124 | -0.39934 | -0.61538
Line11_12_13 | 0.10745 | 0.10745 | 0 | 0 | 0.074445 | 0.074445 | -0.0043405 | 0.0046868 | -0.082702 | 0.083395 | 92.3889 | -87.6111 | 1.1124 | 1.122 | -0.61538 | -0.82775
Line12_13_15 | 0 | 0 | 0 | 0 | 0 | 0 | 0 | 0 | 0 | 0 | 0 | 0 | 1.122 | 1.122 | -0.82775 | -0.82775
Line13_13_14 | 0.10745 | 0.10745 | 0 | 0 | 0.074445 | 0.074445 | -0.0046868 | 0.0050332 | -0.083395 | 0.084088 | 92.3889 | -87.6111 | 1.122 | 1.1315 | -0.82775 | -1.0365
Line14_15_16 | 0 | 0 | 0 | 0 | 0 | 0 | 0 | 0 | 0 | 0 | 0 | 0 | 1.122 | 1.122 | -0.82775 | -0.82775
Line15_16_17 | 0 | 0 | 0 | 0 | 0 | 0 | 0 | 0 | 0 | 0 | 0 | 0 | 1.122 | 1.122 | -0.82775 | -0.82775
Line16_4_18 | 0 | 0 | 0 | 0 | 0 | 0 | 0 | 0 | 0 | 0 | 0 | 0 | 1.0961 | 1.0961 | -0.23699 | -0.23699
Line17_5_19 | 0 | 0 | 0 | 0 | 0 | 0 | 0 | 0 | 0 | 0 | 0 | 0 | 1.0839 | 1.0839 | 0.04413 | 0.04413
Line1_1_3 | 0.10745 | 0.10745 | 0 | 0 | 0.074445 | 0.074445 | -0.0033013 | 0.0036477 | -0.080624 | 0.081317 | 92.3889 | -87.6111 | 1.0839 | 1.0934 | 0.04413 | -0.17953
Line2_1_4 | 0.13724 | 0.13724 | 0 | 0 | 0.09508 | 0.09508 | -0.0048393 | 0.0054043 | -0.10294 | 0.10407 | 92.7355 | -87.2645 | 1.0839 | 1.0961 | 0.04413 | -0.23699
Line3_1_5 | 0 | 0 | 0 | 0 | 0 | 0 | 0 | 0 | 0 | 0 | 0 | 0 | 1.0839 | 1.0839 | 0.04413 | 0.04413
Line4_2_6 | 0.093421 | 0.093421 | 0 | 0 | 0.064724 | 0.064724 | -0.019196 | 0.019458 | -0.068075 | 0.068599 | 105.7019 | -74.2981 | 1.0928 | 1.1017 | -0.045609 | -0.1339
Line5_6_7 | 0.093421 | 0.093421 | 0 | 0 | 0.064724 | 0.064724 | -0.019458 | 0.01972 | -0.068599 | 0.069122 | 105.7019 | -74.2981 | 1.1017 | 1.1106 | -0.1339 | -0.22078
Line6_7_8 | 0.036162 | 0.036162 | 0 | 0.066155 | 0.025054 | 0.025054 | 0.019655 | -0.019616 | 0.019694 | -0.019616 | -45.2779 | 134.7221 | 1.1106 | 1.1072 | -0.22078 | -0.27791
Line7_8_9 | 0 | 0 | 0 | 0 | 0 | 0 | 6.9732e-10 | 0 | 6.2029e-11 | 0 | 0 | 0 | 1.1072 | 1.1072 | -0.27791 | -0.27791
Line8_8_10 | 0 | 0 | 0 | 0 | 0 | 0 | 6.9732e-10 | 0 | 6.2029e-11 | 0 | 0 | 0 | 1.1072 | 1.1072 | -0.27791 | -0.27791
Line9_3_11 | 0.10745 | 0.10745 | 0 | 0 | 0.074445 | 0.074445 | -0.0036477 | 0.0039941 | -0.081317 | 0.082009 | 92.3889 | -87.6111 | 1.0934 | 1.1029 | -0.17953 | -0.39934

## LLL_max_fault_10
name | pf_ikss_from_ka | pf_ikss_to_ka | pf_ip_from_ka | pf_ip_to_ka | pf_skss_from_mw | pf_skss_to_mw | pf_p_from_mw | pf_p_to_mw | pf_q_from_mvar | pf_q_to_mvar | pf_ikss_from_degree | pf_ikss_to_degree | pf_vm_from_pu | pf_vm_to_pu | pf_va_from_degree | pf_va_to_degree
Line0_1_2 | 0.092972 | 0.092972 | 0 | 0 | 0.064413 | 0.064413 | -0.018976 | 0.019235 | -0.070646 | 0.071165 | 105.0751 | -74.9249 | 1.1356 | 1.1445 | 0.040403 | -0.049679
Line10_11_12 | 0.10871 | 0.10871 | 0 | 0 | 0.075315 | 0.075315 | -0.0043777 | 0.0047322 | -0.086871 | 0.08758 | 92.4987 | -87.5013 | 1.1549 | 1.1645 | -0.38616 | -0.59415
Line11_12_13 | 0.10871 | 0.10871 | 0 | 0 | 0.075315 | 0.075315 | -0.0047322 | 0.0050868 | -0.08758 | 0.088289 | 92.4987 | -87.5013 | 1.1645 | 1.1742 | -0.59415 | -0.79872
Line12_13_15 | 0 | 0 | 0 | 0 | 0 | 0 | 0 | 0 | 0 | 0 | 0 | 0 | 1.1742 | 1.1742 | -0.79872 | -0.79872
Line13_13_14 | 0.10871 | 0.10871 | 0 | 0 | 0.075315 | 0.075315 | -0.0050868 | 0.0054413 | -0.088289 | 0.088998 | 92.4987 | -87.5013 | 1.1742 | 1.1839 | -0.79872 | -0.99995
Line14_15_16 | 0 | 0 | 0 | 0 | 0 | 0 | 0 | 0 | 0 | 0 | 0 | 0 | 1.1742 | 1.1742 | -0.79872 | -0.79872
Line15_16_17 | 0 | 0 | 0 | 0 | 0 | 0 | 0 | 0 | 0 | 0 | 0 | 0 | 1.1742 | 1.1742 | -0.79872 | -0.79872
Line16_4_18 | 0 | 0 | 0 | 0 | 0 | 0 | 0 | 0 | 0 | 0 | 0 | 0 | 1.1479 | 1.1479 | -0.22756 | -0.22756
Line17_5_19 | 0 | 0 | 0 | 0 | 0 | 0 | 0 | 0 | 0 | 0 | 0 | 0 | 1.1356 | 1.1356 | 0.040403 | 0.040403
Line1_1_3 | 0.10871 | 0.10871 | 0 | 0 | 0.075315 | 0.075315 | -0.0036687 | 0.0040232 | -0.085453 | 0.086162 | 92.4987 | -87.5013 | 1.1356 | 1.1453 | 0.040403 | -0.17467
Line2_1_4 | 0.13756 | 0.13756 | 0 | 0 | 0.095304 | 0.095304 | -0.0052804 | 0.0058481 | -0.1081 | 0.10924 | 92.8368 | -87.1632 | 1.1356 | 1.1479 | 0.040403 | -0.22756
Line3_1_5 | 0 | 0 | 0 | 0 | 0 | 0 | 0 | 0 | 0 | 0 | 0 | 0 | 1.1356 | 1.1356 | 0.040403 | 0.040403
Line4_2_6 | 0.092972 | 0.092972 | 0 | 0 | 0.064413 | 0.064413 | -0.019235 | 0.019494 | -0.071165 | 0.071684 | 105.0751 | -74.9249 | 1.1445 | 1.1533 | -0.049679 | -0.13838
Line5_6_7 | 0.092972 | 0.092972 | 0 | 0 | 0.064413 | 0.064413 | -0.019494 | 0.019753 | -0.071684 | 0.072202 | 105.0751 | -74.9249 | 1.1533 | 1.1621 | -0.13838 | -0.22574
Line6_7_8 | 0.037841 | 0.037841 | 0 | 0.069321 | 0.026217 | 0.026217 | 0.021522 | -0.021479 | 0.021565 | -0.021479 | -45.2829 | 134.7171 | 1.1621 | 1.1586 | -0.22574 | -0.28286
Line7_8_9 | 0 | 0 | 0 | 0 | 0 | 0 | 7.4762e-10 | 0 | 6.9214e-11 | 0 | 0 | 0 | 1.1586 | 1.1586 | -0.28286 | -0.28286
Line8_8_10 | 0 | 0 | 0 | 0 | 0 | 0 | 7.4762e-10 | 0 | 6.9214e-11 | 0 | 0 | 0 | 1.1586 | 1.1586 | -0.28286 | -0.28286
Line9_3_11 | 0.10871 | 0.10871 | 0 | 0 | 0.075315 | 0.075315 | -0.0040232 | 0.0043777 | -0.086162 | 0.086871 | 92.4987 | -87.5013 | 1.1453 | 1.1549 | -0.17467 | -0.38616

## LLL_min_6
name | pf_ikss_from_ka | pf_ikss_to_ka | pf_ip_from_ka | pf_ip_to_ka | pf_skss_from_mw | pf_skss_to_mw | pf_p_from_mw | pf_p_to_mw | pf_q_from_mvar | pf_q_to_mvar | pf_ikss_from_degree | pf_ikss_to_degree | pf_vm_from_pu | pf_vm_to_pu | pf_va_from_degree | pf_va_to_degree
Line0_1_2 | 1.6785 | 1.6785 | 0 | 0 | 1.1629 | 1.1629 | 0.65062 | -0.48835 | 0.67693 | -0.5079 | -52.8091 | 127.1909 | 0.8074 | 0.6059 | -6.6736 | -6.6848
Line10_11_12 | 0.0028599 | 0.0028599 | 0 | 0 | 0.0019814 | 0.0019814 | -0.0013271 | 0.0013276 | -0.00089578 | 0.00089627 | 139.3175 | -40.6825 | 0.80807 | 0.80841 | -6.6633 | -6.6582
Line11_12_13 | 0.0028599 | 0.0028599 | 0 | 0 | 0.0019814 | 0.0019814 | -0.0013276 | 0.001328 | -0.00089627 | 0.00089676 | 139.3174 | -40.6826 | 0.80841 | 0.80874 | -6.6582 | -6.6531
Line12_13_15 | 0 | 0 | 0 | 0 | 0 | 0 | 0 | 0 | 0 | 0 | 0 | 0 | 0.80874 | 0.80874 | -6.6531 | -6.6531
Line13_13_14 | 0.0028599 | 0.0028599 | 0 | 0 | 0.0019814 | 0.0019814 | -0.001328 | 0.0013285 | -0.00089677 | 0.00089726 | 139.3172 | -40.6828 | 0.80874 | 0.80908 | -6.6531 | -6.648
Line14_15_16 | 0 | 0 | 0 | 0 | 0 | 0 | 0 | 0 | 0 | 0 | 0 | 0 | 0.80874 | 0.80874 | -6.6531 | -6.6531
Line15_16_17 | 0 | 0 | 0 | 0 | 0 | 0 | 0 | 0 | 0 | 0 | 0 | 0 | 0.80874 | 0.80874 | -6.6531 | -6.6531
Line16_4_18 | 0 | 0 | 0 | 0 | 0 | 0 | 0 | 0 | 0 | 0 | 0 | 0 | 0.80774 | 0.80774 | -6.6685 | -6.6685
Line17_5_19 | 0 | 0 | 0 | 0 | 0 | 0 | 0 | 0 | 0 | 0 | 0 | 0 | 0.8074 | 0.8074 | -6.6736 | -6.6736
Line1_1_3 | 0.0028599 | 0.0028599 | 0 | 0 | 0.0019814 | 0.0019814 | -0.0013262 | 0.0013266 | -0.0008948 | 0.00089529 | 139.3176 | -40.6824 | 0.8074 | 0.80774 | -6.6736 | -6.6685
Line2_1_4 | 0.00288 | 0.00288 | 0 | 0 | 0.0019953 | 0.0019953 | -0.0013322 | 0.0013327 | -0.00090585 | 0.00090635 | 139.1129 | -40.8871 | 0.8074 | 0.80774 | -6.6736 | -6.6685
Line3_1_5 | 0 | 0 | 0 | 0 | 0 | 0 | 0 | 0 | 0 | 0 | 0 | 0 | 0.8074 | 0.8074 | -6.6736 | -6.6736
Line4_2_6 | 1.6785 | 1.6785 | 0 | 0 | 1.1629 | 1.1629 | 0.48835 | -0.32607 | 0.5079 | -0.33886 | -52.8091 | 127.1909 | 0.6059 | 0.4044 | -6.6848 | -6.7071
Line5_6_7 | 1.6785 | 1.6785 | 0 | 0 | 1.1629 | 1.1629 | 0.32607 | -0.1638 | 0.33886 | -0.16983 | -52.8091 | 127.1909 | 0.4044 | 0.2029 | -6.7071 | -6.7737
Line6_7_8 | 1.6901 | 1.6901 | 0 | 2.6832 | 1.171 | 1.171 | 0.16454 | -1e-07 | 0.1714 | -1e-07 | -52.9428 | 127.0572 | 0.2029 | 0 | -6.7737 | 0
Line7_8_9 | 0 | 0 | 0 | 0 | 0 | 0 | 6.6827e-22 | 0 | 8.866e-22 | 0 | 0 | 0 | 0 | 0 | 0 | 0
Line8_8_10 | 0 | 0 | 0 | 0 | 0 | 0 | 6.6827e-22 | 0 | 8.866e-22 | 0 | 0 | 0 | 0 | 0 | 0 | 0
Line9_3_11 | 0.0028599 | 0.0028599 | 0 | 0 | 0.0019814 | 0.0019814 | -0.0013266 | 0.0013271 | -0.00089529 | 0.00089578 | 139.3175 | -40.6825 | 0.80774 | 0.80807 | -6.6685 | -6.6633

## LLL_min_10
name | pf_ikss_from_ka | pf_ikss_to_ka | pf_ip_from_ka | pf_ip_to_ka | pf_skss_from_mw | pf_skss_to_mw | pf_p_from_mw | pf_p_to_mw | pf_q_from_mvar | pf_q_to_mvar | pf_ikss_from_degree | pf_ikss_to_degree | pf_vm_from_pu | pf_vm_to_pu | pf_va_from_degree | pf_va_to_degree
Line0_1_2 | 1.5901 | 1.5901 | 0 | 0 | 1.1017 | 1.1017 | 0.58394 | -0.43829 | 0.60755 | -0.45584 | -52.8091 | 127.1909 | 0.76491 | 0.57401 | -6.6736 | -6.6848
Line10_11_12 | 0.0027094 | 0.0027094 | 0 | 0 | 0.0018771 | 0.0018771 | -0.0011911 | 0.0011915 | -0.00080397 | 0.00080441 | 139.3175 | -40.6825 | 0.76554 | 0.76586 | -6.6633 | -6.6582
Line11_12_13 | 0.0027094 | 0.0027094 | 0 | 0 | 0.0018771 | 0.0018771 | -0.0011915 | 0.0011919 | -0.00080441 | 0.00080485 | 139.3174 | -40.6826 | 0.76586 | 0.76618 | -6.6582 | -6.6531
Line12_13_15 | 0 | 0 | 0 | 0 | 0 | 0 | 0 | 0 | 0 | 0 | 0 | 0 | 0.76618 | 0.76618 | -6.6531 | -6.6531
Line13_13_14 | 0.0027094 | 0.0027094 | 0 | 0 | 0.0018771 | 0.0018771 | -0.0011919 | 0.0011923 | -0.00080486 | 0.0008053 | 139.3172 | -40.6828 | 0.76618 | 0.7665 | -6.6531 | -6.648
Line14_15_16 | 0 | 0 | 0 | 0 | 0 | 0 | 0 | 0 | 0 | 0 | 0 | 0 | 0.76618 | 0.76618 | -6.6531 | -6.6531
Line15_16_17 | 0 | 0 | 0 | 0 | 0 | 0 | 0 | 0 | 0 | 0 | 0 | 0 | 0.76618 | 0.76618 | -6.6531 | -6.6531
Line16_4_18 | 0 | 0 | 0 | 0 | 0 | 0 | 0 | 0 | 0 | 0 | 0 | 0 | 0.76523 | 0.76523 | -6.6685 | -6.6685
Line17_5_19 | 0 | 0 | 0 | 0 | 0 | 0 | 0 | 0 | 0 | 0 | 0 | 0 | 0.76491 | 0.76491 | -6.6736 | -6.6736
Line1_1_3 | 0.0027094 | 0.0027094 | 0 | 0 | 0.0018771 | 0.0018771 | -0.0011902 | 0.0011907 | -0.00080309 | 0.00080353 | 139.3176 | -40.6824 | 0.76491 | 0.76522 | -6.6736 | -6.6685
Line2_1_4 | 0.0027284 | 0.0027284 | 0 | 0 | 0.0018903 | 0.0018903 | -0.0011957 | 0.0011961 | -0.00081301 | 0.00081346 | 139.1129 | -40.8871 | 0.76491 | 0.76523 | -6.6736 | -6.6685
Line3_1_5 | 0 | 0 | 0 | 0 | 0 | 0 | 0 | 0 | 0 | 0 | 0 | 0 | 0.76491 | 0.76491 | -6.6736 | -6.6736
Line4_2_6 | 1.5901 | 1.5901 | 0 | 0 | 1.1017 | 1.1017 | 0.43829 | -0.29265 | 0.45584 | -0.30413 | -52.8091 | 127.1909 | 0.57401 | 0.38312 | -6.6848 | -6.7071
Line5_6_7 | 1.5901 | 1.5901 | 0 | 0 | 1.1017 | 1.1017 | 0.29265 | -0.14701 | 0.30413 | -0.15242 | -52.8091 | 127.1909 | 0.38312 | 0.19222 | -6.7071 | -6.7737
Line6_7_8 | 1.6012 | 1.6012 | 0 | 2.542 | 1.1093 | 1.1093 | 0.14768 | -1e-07 | 0.15383 | -1e-07 | -52.9428 | 127.0572 | 0.19222 | 0 | -6.7737 | 0
Line7_8_9 | 0 | 0 | 0 | 0 | 0 | 0 | 6.0122e-22 | 0 | 7.9807e-22 | 0 | 0 | 0 | 0 | 0 | 0 | 0
Line8_8_10 | 0 | 0 | 0 | 0 | 0 | 0 | 6.0122e-22 | 0 | 7.9807e-22 | 0 | 0 | 0 | 0 | 0 | 0 | 0
Line9_3_11 | 0.0027094 | 0.0027094 | 0 | 0 | 0.0018771 | 0.0018771 | -0.0011907 | 0.0011911 | -0.00080353 | 0.00080397 | 139.3175 | -40.6825 | 0.76522 | 0.76554 | -6.6685 | -6.6633

## LLL_min_fault_6
name | pf_ikss_from_ka | pf_ikss_to_ka | pf_ip_from_ka | pf_ip_to_ka | pf_skss_from_mw | pf_skss_to_mw | pf_p_from_mw | pf_p_to_mw | pf_q_from_mvar | pf_q_to_mvar | pf_ikss_from_degree | pf_ikss_to_degree | pf_vm_from_pu | pf_vm_to_pu | pf_va_from_degree | pf_va_to_degree
Line0_1_2 | 0.030262 | 0.030262 | 0 | 0 | 0.020966 | 0.020966 | 0.014076 | -0.014024 | 0.01402 | -0.013965 | -45.0091 | 134.9909 | 0.94759 | 0.94395 | -0.12325 | -0.12819
Line10_11_12 | 5.1563e-05 | 5.1563e-05 | 0 | 0 | 3.5724e-05 | 3.5724e-05 | -2.8468e-05 | 2.8468e-05 | -1.8318e-05 | 1.8318e-05 | 147.1175 | -32.8825 | 0.9476 | 0.9476 | -0.12308 | -0.12299
Line11_12_13 | 5.1563e-05 | 5.1563e-05 | 0 | 0 | 3.5724e-05 | 3.5724e-05 | -2.8468e-05 | 2.8468e-05 | -1.8318e-05 | 1.8318e-05 | 147.1175 | -32.8825 | 0.9476 | 0.94761 | -0.12299 | -0.1229
Line12_13_15 | 0 | 0 | 0 | 0 | 0 | 0 | 0 | 0 | 0 | 0 | 0 | 0 | 0.94761 | 0.94761 | -0.1229 | -0.1229
Line13_13_14 | 5.1563e-05 | 5.1563e-05 | 0 | 0 | 3.5724e-05 | 3.5724e-05 | -2.8468e-05 | 2.8468e-05 | -1.8318e-05 | 1.8318e-05 | 147.1173 | -32.8827 | 0.94761 | 0.94762 | -0.1229 | -0.12282
Line14_15_16 | 0 | 0 | 0 | 0 | 0 | 0 | 0 | 0 | 0 | 0 | 0 | 0 | 0.94761 | 0.94761 | -0.1229 | -0.1229
Line15_16_17 | 0 | 0 | 0 | 0 | 0 | 0 | 0 | 0 | 0 | 0 | 0 | 0 | 0.94761 | 0.94761 | -0.1229 | -0.1229
Line16_4_18 | 0 | 0 | 0 | 0 | 0 | 0 | 0 | 0 | 0 | 0 | 0 | 0 | 0.94759 | 0.94759 | -0.12317 | -0.12317
Line17_5_19 | 0 | 0 | 0 | 0 | 0 | 0 | 0 | 0 | 0 | 0 | 0 | 0 | 0.94759 | 0.94759 | -0.12325 | -0.12325
Line1_1_3 | 5.1563e-05 | 5.1563e-05 | 0 | 0 | 3.5724e-05 | 3.5724e-05 | -2.8468e-05 | 2.8468e-05 | -1.8317e-05 | 1.8318e-05 | 147.1177 | -32.8823 | 0.94759 | 0.94759 | -0.12325 | -0.12316
Line2_1_4 | 5.1926e-05 | 5.1926e-05 | 0 | 0 | 3.5975e-05 | 3.5975e-05 | -2.8602e-05 | 2.8602e-05 | -1.8549e-05 | 1.8549e-05 | 146.913 | -33.087 | 0.94759 | 0.94759 | -0.12325 | -0.12317
Line3_1_5 | 0 | 0 | 0 | 0 | 0 | 0 | 0 | 0 | 0 | 0 | 0 | 0 | 0.94759 | 0.94759 | -0.12325 | -0.12325
Line4_2_6 | 0.030262 | 0.030262 | 0 | 0 | 0.020966 | 0.020966 | 0.014024 | -0.013971 | 0.013965 | -0.01391 | -45.0091 | 134.9909 | 0.94395 | 0.94032 | -0.12819 | -0.13317
Line5_6_7 | 0.030262 | 0.030262 | 0 | 0 | 0.020966 | 0.020966 | 0.013971 | -0.013918 | 0.01391 | -0.013855 | -45.0091 | 134.9909 | 0.94032 | 0.93669 | -0.13317 | -0.13818
Line6_7_8 | 0.030473 | 0.030473 | 0 | 0.048378 | 0.021112 | 0.021112 | 0.013982 | -0.013929 | 0.013985 | -0.013929 | -45.1427 | 134.8573 | 0.93669 | 0.93303 | -0.13818 | -0.14275
Line7_8_9 | 0 | 0 | 0 | 0 | 0 | 0 | -1.7411e-10 | 0 | 2.4292e-11 | 0 | 0 | 0 | 0.93303 | 0.93303 | -0.14275 | -0.14275
Line8_8_10 | 0 | 0 | 0 | 0 | 0 | 0 | -1.7411e-10 | 0 | 2.4292e-11 | 0 | 0 | 0 | 0.93303 | 0.93303 | -0.14275 | -0.14275
Line9_3_11 | 5.1563e-05 | 5.1563e-05 | 0 | 0 | 3.5724e-05 | 3.5724e-05 | -2.8468e-05 | 2.8468e-05 | -1.8318e-05 | 1.8318e-05 | 147.1176 | -32.8824 | 0.94759 | 0.9476 | -0.12316 | -0.12308

## LLL_min_fault_10
name | pf_ikss_from_ka | pf_ikss_to_ka | pf_ip_from_ka | pf_ip_to_ka | pf_skss_from_mw | pf_skss_to_mw | pf_p_from_mw | pf_p_to_mw | pf_q_from_mvar | pf_q_to_mvar | pf_ikss_from_degree | pf_ikss_to_degree | pf_vm_from_pu | pf_vm_to_pu | pf_va_from_degree | pf_va_to_degree
Line0_1_2 | 0.028669 | 0.028669 | 0 | 0 | 0.019863 | 0.019863 | 0.012634 | -0.012586 | 0.012583 | -0.012534 | -45.0091 | 134.9909 | 0.89771 | 0.89427 | -0.12325 | -0.12819
Line10_11_12 | 4.885e-05 | 4.885e-05 | 0 | 0 | 3.3844e-05 | 3.3844e-05 | -2.555e-05 | 2.555e-05 | -1.644e-05 | 1.6441e-05 | 147.1175 | -32.8825 | 0.89773 | 0.89773 | -0.12308 | -0.12299
Line11_12_13 | 4.885e-05 | 4.885e-05 | 0 | 0 | 3.3844e-05 | 3.3844e-05 | -2.555e-05 | 2.555e-05 | -1.6441e-05 | 1.6441e-05 | 147.1175 | -32.8825 | 0.89773 | 0.89774 | -0.12299 | -0.1229
Line12_13_15 | 0 | 0 | 0 | 0 | 0 | 0 | 0 | 0 | 0 | 0 | 0 | 0 | 0.89774 | 0.89774 | -0.1229 | -0.1229
Line13_13_14 | 4.8849e-05 | 4.8849e-05 | 0 | 0 | 3.3844e-05 | 3.3844e-05 | -2.555e-05 | 2.5551e-05 | -1.6441e-05 | 1.6441e-05 | 147.1173 | -32.8827 | 0.89774 | 0.89774 | -0.1229 | -0.12282
Line14_15_16 | 0 | 0 | 0 | 0 | 0 | 0 | 0 | 0 | 0 | 0 | 0 | 0 | 0.89774 | 0.89774 | -0.1229 | -0.1229
Line15_16_17 | 0 | 0 | 0 | 0 | 0 | 0 | 0 | 0 | 0 | 0 | 0 | 0 | 0.89774 | 0.89774 | -0.1229 | -0.1229
Line16_4_18 | 0 | 0 | 0 | 0 | 0 | 0 | 0 | 0 | 0 | 0 | 0 | 0 | 0.89772 | 0.89772 | -0.12317 | -0.12317
Line17_5_19 | 0 | 0 | 0 | 0 | 0 | 0 | 0 | 0 | 0 | 0 | 0 | 0 | 0.89771 | 0.89771 | -0.12325 | -0.12325
Line1_1_3 | 4.885e-05 | 4.885e-05 | 0 | 0 | 3.3844e-05 | 3.3844e-05 | -2.555e-05 | 2.555e-05 | -1.644e-05 | 1.644e-05 | 147.1177 | -32.8823 | 0.89771 | 0.89772 | -0.12325 | -0.12316
Line2_1_4 | 4.9193e-05 | 4.9193e-05 | 0 | 0 | 3.4082e-05 | 3.4082e-05 | -2.567e-05 | 2.567e-05 | -1.6647e-05 | 1.6648e-05 | 146.913 | -33.087 | 0.89771 | 0.89772 | -0.12325 | -0.12317
Line3_1_5 | 0 | 0 | 0 | 0 | 0 | 0 | 0 | 0 | 0 | 0 | 0 | 0 | 0.89771 | 0.89771 | -0.12325 | -0.12325
Line4_2_6 | 0.028669 | 0.028669 | 0 | 0 | 0.019863 | 0.019863 | 0.012586 | -0.012539 | 0.012534 | -0.012485 | -45.0091 | 134.9909 | 0.89427 | 0.89083 | -0.12819 | -0.13317
Line5_6_7 | 0.028669 | 0.028669 | 0 | 0 | 0.019863 | 0.019863 | 0.012539 | -0.012492 | 0.012485 | -0.012435 | -45.0091 | 134.9909 | 0.89083 | 0.88739 | -0.13317 | -0.13818
Line6_7_8 | 0.028869 | 0.028869 | 0 | 0.045831 | 0.020001 | 0.020001 | 0.012549 | -0.012501 | 0.012551 | -0.012501 | -45.1427 | 134.8573 | 0.88739 | 0.88393 | -0.13818 | -0.14275
Line7_8_9 | 0 | 0 | 0 | 0 | 0 | 0 | -1.5626e-10 | 0 | 2.1802e-11 | 0 | 0 | 0 | 0.88393 | 0.88393 | -0.14275 | -0.14275
Line8_8_10 | 0 | 0 | 0 | 0 | 0 | 0 | -1.5626e-10 | 0 | 2.1802e-11 | 0 | 0 | 0 | 0.88393 | 0.88393 | -0.14275 | -0.14275
Line9_3_11 | 4.885e-05 | 4.885e-05 | 0 | 0 | 3.3844e-05 | 3.3844e-05 | -2.555e-05 | 2.555e-05 | -1.644e-05 | 1.644e-05 | 147.1176 | -32.8824 | 0.89772 | 0.89773 | -0.12316 | -0.12308

## LL_max_6
name | pf_ikss_a_from_ka | pf_ikss_b_from_ka | pf_ikss_c_from_ka | pf_ikss_a_to_ka | pf_ikss_b_to_ka | pf_ikss_c_to_ka | pf_skss_a_from_mw | pf_skss_b_from_mw | pf_skss_c_from_mw | pf_skss_a_to_mw | pf_skss_b_to_mw | pf_skss_c_to_mw | pf_p_a_from_mw | pf_p_b_from_mw | pf_p_c_from_mw | pf_p_a_to_mw | pf_p_b_to_mw | pf_p_c_to_mw | pf_q_a_from_mvar | pf_q_b_from_mvar | pf_q_c_from_mvar | pf_q_a_to_mvar | pf_q_b_to_mvar | pf_q_c_to_mvar | pf_ikss_a_from_degree | pf_ikss_b_from_degree | pf_ikss_c_from_degree | pf_ikss_a_to_degree | pf_ikss_b_to_degree | pf_ikss_c_to_degree | pf_vm_a_from_pu | pf_vm_b_from_pu | pf_vm_c_from_pu | pf_vm_a_to_pu | pf_vm_b_to_pu | pf_vm_c_to_pu | pf_va_a_from_degree | pf_va_b_from_degree | pf_va_c_from_degree | pf_va_a_to_degree | pf_va_b_to_degree | pf_va_c_to_degree
Line0_1_2 | 0.17327 | 1.8186 | 1.8788 | 0.17327 | 1.8186 | 1.8788 | 0.040014 | 0.42 | 0.43389 | 0.040014 | 0.42 | 0.43389 | -0.029848 | 0.36908 | -0.079014 | 0.030148 | -0.33601 | 0.11431 | -0.031684 | 0.18374 | 0.38771 | 0.032284 | -0.11759 | -0.31712 | 133.9243 | -153.8478 | 21.1138 | -46.0757 | 26.1522 | -158.8862 | 1.0878 | 0.98164 | 0.91195 | 1.1039 | 0.8476 | 0.77691 | 0.63311 | -127.3826 | 122.6326 | 0.88371 | -134.5599 | 130.9367
Line10_11_12 | 0.10472 | 0.17971 | 0.19845 | 0.10472 | 0.17971 | 0.19845 | 0.024183 | 0.041502 | 0.04583 | 0.024183 | 0.041502 | 0.04583 | -0.0026482 | -0.02539 | -8.9685e-05 | 0.0027579 | 0.025713 | 0.00048351 | -0.026633 | -0.033656 | -0.043364 | 0.026853 | 0.034302 | 0.044152 | 95.9307 | 0.01653 | -148.3242 | -84.0693 | -179.9835 | 31.6758 | 1.1067 | 1.0158 | 0.9462 | 1.1162 | 1.033 | 0.96344 | 0.25232 | -127.0137 | 121.5573 | 0.066775 | -126.8384 | 121.0484
Line11_12_13 | 0.10472 | 0.17971 | 0.19845 | 0.10472 | 0.17971 | 0.19845 | 0.024183 | 0.041502 | 0.04583 | 0.024183 | 0.041502 | 0.04583 | -0.0027579 | -0.025713 | -0.00048351 | 0.0028675 | 0.026036 | 0.00087733 | -0.026853 | -0.034302 | -0.044152 | 0.027072 | 0.034948 | 0.044939 | 95.9307 | 0.016529 | -148.3242 | -84.0693 | -179.9835 | 31.6758 | 1.1162 | 1.033 | 0.96344 | 1.1257 | 1.0501 | 0.98075 | 0.066775 | -126.8384 | 121.0484 | -0.11565 | -126.6688 | 120.5574
Line12_13_15 | 0 | 0 | 0 | 0 | 0 | 0 | 0 | 0 | 0 | 0 | 0 | 0 | 9.376e-10 | 8.3035e-11 | -7.4653e-10 | -9.376e-10 | -8.3035e-11 | 7.4653e-10 | 2.6244e-11 | 1.4085e-09 | -1.1019e-10 | -2.6244e-11 | -1.4085e-09 | 1.1019e-10 | 0 | 0 | 0 | 0 | 0 | 0 | 1.1257 | 1.0501 | 0.98075 | 1.1257 | 1.0501 | 0.98075 | -0.11565 | -126.6688 | 120.5574 | -0.11565 | -126.6688 | 120.5574
Line13_13_14 | 0.10472 | 0.17971 | 0.19845 | 0.10472 | 0.17971 | 0.19845 | 0.024183 | 0.041502 | 0.04583 | 0.024183 | 0.041502 | 0.04583 | -0.0028675 | -0.026036 | -0.00087733 | 0.0029772 | 0.026359 | 0.0012712 | -0.027072 | -0.034948 | -0.044939 | 0.027291 | 0.035594 | 0.045727 | 95.9307 | 0.016528 | -148.3242 | -84.0693 | -179.9835 | 31.6758 | 1.1257 | 1.0501 | 0.98075 | 1.1352 | 1.0672 | 0.99814 | -0.11565 | -126.6688 | 120.5574 | -0.29502 | -126.5046 | 120.0834
Line14_15_16 | 0 | 0 | 0 | 0 | 0 | 0 | 0 | 0 | 0 | 0 | 0 | 0 | 6.2507e-10 | 5.5356e-11 | -4.9768e-10 | -6.2507e-10 | -5.5356e-11 | 4.9768e-10 | 1.7496e-11 | 9.3898e-10 | -7.3461e-11 | -1.7496e-11 | -9.3898e-10 | 7.3461e-11 | 0 | 0 | 0 | 0 | 0 | 0 | 1.1257 | 1.0501 | 0.98075 | 1.1257 | 1.0501 | 0.98075 | -0.11565 | -126.6688 | 120.5574 | -0.11565 | -126.6688 | 120.5574
Line15_16_17 | 0 | 0 | 0 | 0 | 0 | 0 | 0 | 0 | 0 | 0 | 0 | 0 | 3.1253e-10 | 2.7678e-11 | -2.4884e-10 | -3.1253e-10 | -2.7678e-11 | 2.4884e-10 | 8.7478e-12 | 4.6949e-10 | -3.673e-11 | -8.7478e-12 | -4.6949e-10 | 3.673e-11 | 0 | 0 | 0 | 0 | 0 | 0 | 1.1257 | 1.0501 | 0.98075 | 1.1257 | 1.0501 | 0.98075 | -0.11565 | -126.6688 | 120.5574 | -0.11565 | -126.6688 | 120.5574
Line16_4_18 | 0 | 0 | 0 | 0 | 0 | 0 | 0 | 0 | 0 | 0 | 0 | 0 | 2.0277e-10 | -1.3908e-10 | -3.9753e-10 | -2.0277e-10 | 1.3908e-10 | 3.9753e-10 | -3.024e-11 | 4.8304e-10 | -1.2066e-10 | 3.024e-11 | -4.8304e-10 | 1.2066e-10 | 0 | 0 | 0 | 0 | 0 | 0 | 1.1002 | 1.004 | 0.93323 | 1.1002 | 1.004 | 0.93323 | 0.40904 | -127.1787 | 121.9244 | 0.40904 | -127.1787 | 121.9244
Line17_5_19 | 0 | 0 | 0 | 0 | 0 | 0 | 0 | 0 | 0 | 0 | 0 | 0 | 1.5113e-10 | -2.1471e-10 | -4.5791e-10 | -1.5113e-10 | 2.1471e-10 | 4.5791e-10 | -4.6278e-11 | 4.8562e-10 | -1.6127e-10 | 4.6277e-11 | -4.8562e-10 | 1.6127e-10 | 0 | 0 | 0 | 0 | 0 | 0 | 1.0878 | 0.98164 | 0.91195 | 1.0878 | 0.98164 | 0.91195 | 0.63311 | -127.3826 | 122.6326 | 0.63311 | -127.3826 | 122.6326
Line1_1_3 | 0.10472 | 0.17971 | 0.19845 | 0.10472 | 0.17971 | 0.19845 | 0.024183 | 0.041502 | 0.04583 | 0.024183 | 0.041502 | 0.04583 | -0.0024289 | -0.024744 | 0.00069796 | 0.0025386 | 0.025067 | -0.00030414 | -0.026195 | -0.032365 | -0.041789 | 0.026414 | 0.03301 | 0.042576 | 95.9307 | 0.016531 | -148.3242 | -84.0693 | -179.9835 | 31.6758 | 1.0878 | 0.98164 | 0.91195 | 1.0973 | 0.99874 | 0.92903 | 0.63311 | -127.3826 | 122.6326 | 0.44108 | -127.195 | 122.0851
Line2_1_4 | 0.13559 | 0.23365 | 0.24939 | 0.13559 | 0.23365 | 0.24939 | 0.031313 | 0.05396 | 0.057594 | 0.031313 | 0.05396 | 0.057594 | -0.0044061 | -0.030872 | 0.001806 | 0.0045899 | 0.031418 | -0.0011841 | -0.033776 | -0.043042 | -0.052492 | 0.034144 | 0.044134 | 0.053736 | 98.0653 | -1.7324 | -149.3379 | -81.9347 | 178.2676 | 30.6621 | 1.0878 | 0.98164 | 0.91195 | 1.1002 | 1.004 | 0.93323 | 0.63311 | -127.3826 | 122.6326 | 0.40904 | -127.1787 | 121.9244
Line3_1_5 | 0 | 0 | 0 | 0 | 0 | 0 | 0 | 0 | 0 | 0 | 0 | 0 | 3.0225e-10 | -4.2942e-10 | -9.1583e-10 | -3.0225e-10 | 4.2942e-10 | 9.1583e-10 | -9.2555e-11 | 9.7125e-10 | -3.2254e-10 | 9.2555e-11 | -9.7125e-10 | 3.2254e-10 | 0 | 0 | 0 | 0 | 0 | 0 | 1.0878 | 0.98164 | 0.91195 | 1.0878 | 0.98164 | 0.91195 | 0.63311 | -127.3826 | 122.6326 | 0.63311 | -127.3826 | 122.6326
Line4_2_6 | 0.17327 | 1.8186 | 1.8788 | 0.17327 | 1.8186 | 1.8788 | 0.040014 | 0.42 | 0.43389 | 0.040014 | 0.42 | 0.43389 | -0.030148 | 0.33601 | -0.11431 | 0.030448 | -0.30293 | 0.14961 | -0.032284 | 0.11759 | 0.31712 | 0.032884 | -0.05144 | -0.24652 | 133.9243 | -153.8478 | 21.1138 | -46.0757 | 26.1522 | -158.8862 | 1.1039 | 0.8476 | 0.77691 | 1.12 | 0.7316 | 0.66461 | 0.88371 | -134.5599 | 130.9367 | 1.1271 | -144.2106 | 142.367
Line5_6_7 | 0.17327 | 1.8186 | 1.8788 | 0.17327 | 1.8186 | 1.8788 | 0.040014 | 0.42 | 0.43389 | 0.040014 | 0.42 | 0.43389 | -0.030448 | 0.30293 | -0.14961 | 0.030749 | -0.26986 | 0.18491 | -0.032884 | 0.05144 | 0.24652 | 0.033485 | 0.014709 | -0.17592 | 133.9243 | -153.8478 | 21.1138 | -46.0757 | 26.1522 | -158.8862 | 1.12 | 0.7316 | 0.66461 | 1.1361 | 0.64348 | 0.58823 | 1.1271 | -144.2106 | 142.367 | 1.3636 | -156.9677 | 157.5403
Line6_7_8 | 0 | 2.4733 | 2.4733 | 0 | 2.4733 | 2.4733 | 0 | 0.57118 | 0.57118 | 0 | 0.57118 | 0.57118 | 1.0799e-09 | 0.36725 | -0.24491 | -1.0799e-09 | -0.30608 | 0.30608 | -3.1227e-10 | 0.01467 | 0.23002 | 3.1227e-10 | 0.10767 | -0.10767 | 0 | -159.2553 | 20.7447 | 0 | 20.7447 | -159.2553 | 1.1361 | 0.64348 | 0.58823 | 1.1361 | 0.56806 | 0.56806 | 1.3636 | -156.9677 | 157.5403 | 1.3636 | -178.6364 | -178.6364
Line7_8_9 | 0 | 0 | 0 | 0 | 0 | 0 | 0 | 0 | 0 | 0 | 0 | 0 | 3.5998e-10 | 4.4924e-11 | 1.3507e-10 | -3.5998e-10 | -4.4923e-11 | -1.3507e-10 | -1.0409e-10 | 1.8675e-09 | -1.9195e-09 | 1.0409e-10 | -1.8675e-09 | 1.9195e-09 | 0 | 0 | 0 | 0 | 0 | 0 | 1.1361 | 0.56806 | 0.56806 | 1.1361 | 0.56806 | 0.56806 | 1.3636 | -178.6364 | -178.6364 | 1.3636 | -178.6364 | -178.6364
Line8_8_10 | 0 | 0 | 0 | 0 | 0 | 0 | 0 | 0 | 0 | 0 | 0 | 0 | 3.5998e-10 | 4.4924e-11 | 1.3507e-10 | -3.5998e-10 | -4.4923e-11 | -1.3507e-10 | -1.0409e-10 | 1.8675e-09 | -1.9195e-09 | 1.0409e-10 | -1.8675e-09 | 1.9195e-09 | 0 | 0 | 0 | 0 | 0 | 0 | 1.1361 | 0.56806 | 0.56806 | 1.1361 | 0.56806 | 0.56806 | 1.3636 | -178.6364 | -178.6364 | 1.3636 | -178.6364 | -178.6364
Line9_3_11 | 0.10472 | 0.17971 | 0.19845 | 0.10472 | 0.17971 | 0.19845 | 0.024183 | 0.041502 | 0.04583 | 0.024183 | 0.041502 | 0.04583 | -0.0025386 | -0.025067 | 0.00030414 | 0.0026482 | 0.02539 | 8.9686e-05 | -0.026414 | -0.03301 | -0.042576 | 0.026633 | 0.033656 | 0.043364 | 95.9307 | 0.01653 | -148.3242 | -84.0693 | -179.9835 | 31.6758 | 1.0973 | 0.99874 | 0.92903 | 1.1067 | 1.0158 | 0.9462 | 0.44108 | -127.195 | 122.0851 | 0.25232 | -127.0137 | 121.5573

## LL_max_10
name | pf_ikss_a_from_ka | pf_ikss_b_from_ka | pf_ikss_c_from_ka | pf_ikss_a_to_ka | pf_ikss_b_to_ka | pf_ikss_c_to_ka | pf_skss_a_from_mw | pf_skss_b_from_mw | pf_skss_c_from_mw | pf_skss_a_to_mw | pf_skss_b_to_mw | pf_skss_c_to_mw | pf_p_a_from_mw | pf_p_b_from_mw | pf_p_c_from_mw | pf_p_a_to_mw | pf_p_b_to_mw | pf_p_c_to_mw | pf_q_a_from_mvar | pf_q_b_from_mvar | pf_q_c_from_mvar | pf_q_a_to_mvar | pf_q_b_to_mvar | pf_q_c_to_mvar | pf_ikss_a_from_degree | pf_ikss_b_from_degree | pf_ikss_c_from_degree | pf_ikss_a_to_degree | pf_ikss_b_to_degree | pf_ikss_c_to_degree | pf_vm_a_from_pu | pf_vm_b_from_pu | pf_vm_c_from_pu | pf_vm_a_to_pu | pf_vm_b_to_pu | pf_vm_c_to_pu | pf_va_a_from_degree | pf_va_b_from_degree | pf_va_c_from_degree | pf_va_a_to_degree | pf_va_b_to_degree | pf_va_c_to_degree
Line0_1_2 | 0.17465 | 1.8958 | 1.9566 | 0.17465 | 1.8958 | 1.9566 | 0.040334 | 0.43781 | 0.45185 | 0.040334 | 0.43781 | 0.45185 | -0.031443 | 0.40151 | -0.0875 | 0.031748 | -0.36557 | 0.12578 | -0.033544 | 0.19962 | 0.41967 | 0.034154 | -0.12774 | -0.34311 | 133.793 | -154.1231 | 21.0046 | -46.207 | 25.8769 | -158.9954 | 1.1399 | 1.0242 | 0.94877 | 1.1561 | 0.88451 | 0.80877 | 0.64459 | -127.6878 | 122.7817 | 0.88377 | -134.8621 | 131.1369
Line10_11_12 | 0.10593 | 0.18566 | 0.20423 | 0.10593 | 0.18566 | 0.20423 | 0.024464 | 0.042877 | 0.047166 | 0.024464 | 0.042877 | 0.047166 | -0.0029833 | -0.027846 | 0.00010494 | 0.0030955 | 0.028191 | 0.00031218 | -0.0282 | -0.035888 | -0.046408 | 0.028424 | 0.036578 | 0.047242 | 96.322 | 0.51287 | -148.4208 | -83.678 | -179.4871 | 31.5792 | 1.1591 | 1.0594 | 0.98394 | 1.1687 | 1.0771 | 1.0016 | 0.28305 | -127.2956 | 121.7087 | 0.10673 | -127.1092 | 121.2005
Line11_12_13 | 0.10593 | 0.18566 | 0.20423 | 0.10593 | 0.18566 | 0.20423 | 0.024464 | 0.042877 | 0.047166 | 0.024464 | 0.042877 | 0.047166 | -0.0030955 | -0.028191 | -0.00031218 | 0.0032077 | 0.028536 | 0.00072929 | -0.028424 | -0.036578 | -0.047242 | 0.028648 | 0.037267 | 0.048076 | 96.322 | 0.51287 | -148.4209 | -83.678 | -179.4871 | 31.5791 | 1.1687 | 1.0771 | 1.0016 | 1.1783 | 1.0947 | 1.0194 | 0.10673 | -127.1092 | 121.2005 | -0.066706 | -126.9287 | 120.7101
Line12_13_15 | 0 | 0 | 0 | 0 | 0 | 0 | 0 | 0 | 0 | 0 | 0 | 0 | 1.0154e-09 | 3.303e-11 | -9.0258e-10 | -1.0154e-09 | -3.303e-11 | 9.0258e-10 | 1.66e-11 | 1.5979e-09 | -1.5287e-10 | -1.66e-11 | -1.5979e-09 | 1.5287e-10 | 0 | 0 | 0 | 0 | 0 | 0 | 1.1783 | 1.0947 | 1.0194 | 1.1783 | 1.0947 | 1.0194 | -0.066706 | -126.9287 | 120.7101 | -0.066706 | -126.9287 | 120.7101
Line13_13_14 | 0.10593 | 0.18566 | 0.20423 | 0.10593 | 0.18566 | 0.20423 | 0.024464 | 0.042877 | 0.047166 | 0.024464 | 0.042877 | 0.047166 | -0.0032077 | -0.028536 | -0.00072929 | 0.00332 | 0.028881 | 0.0011464 | -0.028648 | -0.037267 | -0.048076 | 0.028873 | 0.037957 | 0.048911 | 96.3221 | 0.51286 | -148.4209 | -83.6779 | -179.4871 | 31.5791 | 1.1783 | 1.0947 | 1.0194 | 1.188 | 1.1124 | 1.0373 | -0.066706 | -126.9287 | 120.7101 | -0.23733 | -126.754 | 120.2365
Line14_15_16 | 0 | 0 | 0 | 0 | 0 | 0 | 0 | 0 | 0 | 0 | 0 | 0 | 6.7696e-10 | 2.202e-11 | -6.0172e-10 | -6.7696e-10 | -2.202e-11 | 6.0172e-10 | 1.1066e-11 | 1.0653e-09 | -1.0191e-10 | -1.1066e-11 | -1.0653e-09 | 1.0191e-10 | 0 | 0 | 0 | 0 | 0 | 0 | 1.1783 | 1.0947 | 1.0194 | 1.1783 | 1.0947 | 1.0194 | -0.066706 | -126.9287 | 120.7101 | -0.066706 | -126.9287 | 120.7101
Line15_16_17 | 0 | 0 | 0 | 0 | 0 | 0 | 0 | 0 | 0 | 0 | 0 | 0 | 3.3848e-10 | 1.101e-11 | -3.0086e-10 | -3.3848e-10 | -1.101e-11 | 3.0086e-10 | 5.5331e-12 | 5.3264e-10 | -5.0955e-11 | -5.5332e-12 | -5.3264e-10 | 5.0956e-11 | 0 | 0 | 0 | 0 | 0 | 0 | 1.1783 | 1.0947 | 1.0194 | 1.1783 | 1.0947 | 1.0194 | -0.066706 | -126.9287 | 120.7101 | -0.066706 | -126.9287 | 120.7101
Line16_4_18 | 0 | 0 | 0 | 0 | 0 | 0 | 0 | 0 | 0 | 0 | 0 | 0 | 2.2152e-10 | -1.6767e-10 | -4.5847e-10 | -2.2152e-10 | 1.6767e-10 | 4.5847e-10 | -3.5206e-11 | 5.4902e-10 | -1.422e-10 | 3.5206e-11 | -5.4902e-10 | 1.422e-10 | 0 | 0 | 0 | 0 | 0 | 0 | 1.1524 | 1.047 | 0.97043 | 1.1524 | 1.047 | 0.97043 | 0.43399 | -127.4703 | 122.082 | 0.43399 | -127.4703 | 122.082
Line17_5_19 | 0 | 0 | 0 | 0 | 0 | 0 | 0 | 0 | 0 | 0 | 0 | 0 | 1.6714e-10 | -2.4758e-10 | -5.2159e-10 | -1.6714e-10 | 2.4758e-10 | 5.2159e-10 | -5.1723e-11 | 5.5261e-10 | -1.8571e-10 | 5.1723e-11 | -5.5261e-10 | 1.8571e-10 | 0 | 0 | 0 | 0 | 0 | 0 | 1.1399 | 1.0242 | 0.94877 | 1.1399 | 1.0242 | 0.94877 | 0.64459 | -127.6878 | 122.7817 | 0.64459 | -127.6878 | 122.7817
Line1_1_3 | 0.10593 | 0.18566 | 0.20423 | 0.10593 | 0.18566 | 0.20423 | 0.024464 | 0.042877 | 0.047166 | 0.024464 | 0.042877 | 0.047166 | -0.0027589 | -0.027157 | 0.00093916 | 0.0028711 | 0.027502 | -0.00052205 | -0.027751 | -0.03451 | -0.044739 | 0.027975 | 0.035199 | 0.045574 | 96.322 | 0.51287 | -148.4208 | -83.678 | -179.4871 | 31.5792 | 1.1399 | 1.0242 | 0.94877 | 1.1495 | 1.0418 | 0.96631 | 0.64459 | -127.6878 | 122.7817 | 0.46231 | -127.4884 | 122.2354
Line2_1_4 | 0.13599 | 0.23897 | 0.25431 | 0.13599 | 0.23897 | 0.25431 | 0.031405 | 0.055188 | 0.058731 | 0.031405 | 0.055188 | 0.058731 | -0.0048586 | -0.033585 | 0.0021423 | 0.0050435 | 0.034156 | -0.0014956 | -0.035468 | -0.045463 | -0.055681 | 0.035838 | 0.046605 | 0.056974 | 98.4446 | -1.2331 | -149.4216 | -81.5554 | 178.7669 | 30.5784 | 1.1399 | 1.0242 | 0.94877 | 1.1524 | 1.047 | 0.97043 | 0.64459 | -127.6878 | 122.7817 | 0.43399 | -127.4703 | 122.082
Line3_1_5 | 0 | 0 | 0 | 0 | 0 | 0 | 0 | 0 | 0 | 0 | 0 | 0 | 3.3427e-10 | -4.9517e-10 | -1.0432e-09 | -3.3427e-10 | 4.9517e-10 | 1.0432e-09 | -1.0345e-10 | 1.1052e-09 | -3.7143e-10 | 1.0345e-10 | -1.1052e-09 | 3.7143e-10 | 0 | 0 | 0 | 0 | 0 | 0 | 1.1399 | 1.0242 | 0.94877 | 1.1399 | 1.0242 | 0.94877 | 0.64459 | -127.6878 | 122.7817 | 0.64459 | -127.6878 | 122.7817
Line4_2_6 | 0.17465 | 1.8958 | 1.9566 | 0.17465 | 1.8958 | 1.9566 | 0.040334 | 0.43781 | 0.45185 | 0.040334 | 0.43781 | 0.45185 | -0.031748 | 0.36557 | -0.12578 | 0.032053 | -0.32963 | 0.16406 | -0.034154 | 0.12774 | 0.34311 | 0.034764 | -0.055864 | -0.26655 | 133.793 | -154.1231 | 21.0046 | -46.207 | 25.8769 | -158.9954 | 1.1561 | 0.88451 | 0.80877 | 1.1724 | 0.76365 | 0.6927 | 0.88377 | -134.8621 | 131.1369 | 1.1163 | -144.5044 | 142.617
Line5_6_7 | 0.17465 | 1.8958 | 1.9566 | 0.17465 | 1.8958 | 1.9566 | 0.040334 | 0.43781 | 0.45185 | 0.040334 | 0.43781 | 0.45185 | -0.032053 | 0.32963 | -0.16406 | 0.032358 | -0.29369 | 0.20234 | -0.034764 | 0.055864 | 0.26655 | 0.035374 | 0.016014 | -0.18999 | 133.793 | -154.1231 | 21.0046 | -46.207 | 25.8769 | -158.9954 | 1.1724 | 0.76365 | 0.6927 | 1.1886 | 0.67182 | 0.61427 | 1.1163 | -144.5044 | 142.617 | 1.3425 | -157.2443 | 157.8084
Line6_7_8 | 0 | 2.5535 | 2.5535 | 0 | 2.5535 | 2.5535 | 0 | 0.58971 | 0.58971 | 0 | 0.58971 | 0.58971 | 1.1627e-09 | 0.39592 | -0.26551 | -1.1627e-09 | -0.33072 | 0.33072 | -3.3698e-10 | 0.014396 | 0.24643 | 3.3698e-10 | 0.11601 | -0.11601 | 0 | -159.3267 | 20.6733 | 0 | 20.6733 | -159.3267 | 1.1886 | 0.67182 | 0.61427 | 1.1886 | 0.59431 | 0.59431 | 1.3425 | -157.2443 | 157.8084 | 1.3425 | -178.6575 | -178.6575
Line7_8_9 | 0 | 0 | 0 | 0 | 0 | 0 | 0 | 0 | 0 | 0 | 0 | 0 | 3.8758e-10 | 4.8257e-11 | 1.4553e-10 | -3.8758e-10 | -4.8256e-11 | -1.4553e-10 | -1.1233e-10 | 2.0473e-09 | -2.1034e-09 | 1.1233e-10 | -2.0473e-09 | 2.1034e-09 | 0 | 0 | 0 | 0 | 0 | 0 | 1.1886 | 0.59431 | 0.59431 | 1.1886 | 0.59431 | 0.59431 | 1.3425 | -178.6575 | -178.6575 | 1.3425 | -178.6575 | -178.6575
Line8_8_10 | 0 | 0 | 0 | 0 | 0 | 0 | 0 | 0 | 0 | 0 | 0 | 0 | 3.8758e-10 | 4.8257e-11 | 1.4553e-10 | -3.8758e-10 | -4.8257e-11 | -1.4553e-10 | -1.1233e-10 | 2.0473e-09 | -2.1034e-09 | 1.1233e-10 | -2.0473e-09 | 2.1034e-09 | 0 | 0 | 0 | 0 | 0 | 0 | 1.1886 | 0.59431 | 0.59431 | 1.1886 | 0.59431 | 0.59431 | 1.3425 | -178.6575 | -178.6575 | 1.3425 | -178.6575 | -178.6575
Line9_3_11 | 0.10593 | 0.18566 | 0.20423 | 0.10593 | 0.18566 | 0.20423 | 0.024464 | 0.042877 | 0.047166 | 0.024464 | 0.042877 | 0.047166 | -0.0028711 | -0.027502 | 0.00052205 | 0.0029833 | 0.027846 | -0.00010494 | -0.027975 | -0.035199 | -0.045574 | 0.0282 | 0.035888 | 0.046408 | 96.322 | 0.51287 | -148.4208 | -83.678 | -179.4871 | 31.5792 | 1.1495 | 1.0418 | 0.96631 | 1.1591 | 1.0594 | 0.98394 | 0.46231 | -127.4884 | 122.2354 | 0.28305 | -127.2956 | 121.7087

## LL_max_fault_6
name | pf_ikss_a_from_ka | pf_ikss_b_from_ka | pf_ikss_c_from_ka | pf_ikss_a_to_ka | pf_ikss_b_to_ka | pf_ikss_c_to_ka | pf_skss_a_from_mw | pf_skss_b_from_mw | pf_skss_c_from_mw | pf_skss_a_to_mw | pf_skss_b_to_mw | pf_skss_c_to_mw | pf_p_a_from_mw | pf_p_b_from_mw | pf_p_c_from_mw | pf_p_a_to_mw | pf_p_b_to_mw | pf_p_c_to_mw | pf_q_a_from_mvar | pf_q_b_from_mvar | pf_q_c_from_mvar | pf_q_a_to_mvar | pf_q_b_to_mvar | pf_q_c_to_mvar | pf_ikss_a_from_degree | pf_ikss_b_from_degree | pf_ikss_c_from_degree | pf_ikss_a_to_degree | pf_ikss_b_to_degree | pf_ikss_c_to_degree | pf_vm_a_from_pu | pf_vm_b_from_pu | pf_vm_c_from_pu | pf_vm_a_to_pu | pf_vm_b_to_pu | pf_vm_c_to_pu | pf_va_a_from_degree | pf_va_b_from_degree | pf_va_c_from_degree | pf_va_a_to_degree | pf_va_b_to_degree | pf_va_c_to_degree
Line0_1_2 | 0.11879 | 0.099306 | 0.069296 | 0.11879 | 0.099306 | 0.069296 | 0.027433 | 0.022934 | 0.016003 | 0.027433 | 0.022934 | 0.016003 | -0.011775 | 0.00036099 | -0.0077744 | 0.011916 | -0.00026237 | 0.0078224 | -0.027359 | -0.02487 | -0.015462 | 0.027642 | 0.025067 | 0.015558 | 113.4271 | -30.9187 | -123.2228 | -66.5729 | 149.0813 | 56.7772 | 1.0858 | 1.0845 | 1.0814 | 1.0973 | 1.0931 | 1.0881 | 0.14068 | -120.0872 | 120.0834 | 0.10633 | -120.3191 | 120.0842
Line10_11_12 | 0.10655 | 0.10703 | 0.10878 | 0.10655 | 0.10703 | 0.10878 | 0.024606 | 0.024718 | 0.025123 | 0.024606 | 0.024718 | 0.025123 | -0.0010158 | -0.0017068 | -0.0012557 | 0.0011293 | 0.0018213 | 0.0013741 | -0.027159 | -0.027225 | -0.027623 | 0.027386 | 0.027454 | 0.027859 | 91.8324 | -26.9273 | -147.767 | -88.1676 | 153.0727 | 32.233 | 1.1045 | 1.1036 | 1.1006 | 1.1139 | 1.1131 | 1.1103 | -0.3095 | -120.5146 | 119.6301 | -0.5289 | -120.7228 | 119.4094
Line11_12_13 | 0.10655 | 0.10703 | 0.10878 | 0.10655 | 0.10703 | 0.10878 | 0.024606 | 0.024718 | 0.025123 | 0.024606 | 0.024718 | 0.025123 | -0.0011293 | -0.0018213 | -0.0013741 | 0.0012428 | 0.0019359 | 0.0014924 | -0.027386 | -0.027454 | -0.027859 | 0.027613 | 0.027683 | 0.028096 | 91.8324 | -26.9273 | -147.767 | -88.1676 | 153.0727 | 32.233 | 1.1139 | 1.1131 | 1.1103 | 1.1234 | 1.1227 | 1.1199 | -0.5289 | -120.7228 | 119.4094 | -0.74462 | -120.9275 | 119.1924
Line12_13_15 | 0 | 0 | 0 | 0 | 0 | 0 | 0 | 0 | 0 | 0 | 0 | 0 | 9.0753e-10 | 8.9968e-10 | 8.6273e-10 | -9.0753e-10 | -8.9968e-10 | -8.6273e-10 | 1.6862e-10 | 2.0991e-10 | 1.8232e-10 | -1.6862e-10 | -2.0991e-10 | -1.8232e-10 | 0 | 0 | 0 | 0 | 0 | 0 | 1.1234 | 1.1227 | 1.1199 | 1.1234 | 1.1227 | 1.1199 | -0.74462 | -120.9275 | 119.1924 | -0.74462 | -120.9275 | 119.1924
Line13_13_14 | 0.10655 | 0.10703 | 0.10878 | 0.10655 | 0.10703 | 0.10878 | 0.024606 | 0.024718 | 0.025123 | 0.024606 | 0.024718 | 0.025123 | -0.0012428 | -0.0019359 | -0.0014924 | 0.0013563 | 0.0020504 | 0.0016108 | -0.027613 | -0.027683 | -0.028096 | 0.02784 | 0.027912 | 0.028333 | 91.8324 | -26.9273 | -147.767 | -88.1676 | 153.0727 | 32.233 | 1.1234 | 1.1227 | 1.1199 | 1.1328 | 1.1323 | 1.1296 | -0.74462 | -120.9275 | 119.1924 | -0.95675 | -121.1287 | 118.9792
Line14_15_16 | 0 | 0 | 0 | 0 | 0 | 0 | 0 | 0 | 0 | 0 | 0 | 0 | 6.0502e-10 | 5.9979e-10 | 5.7516e-10 | -6.0502e-10 | -5.9979e-10 | -5.7516e-10 | 1.1241e-10 | 1.3994e-10 | 1.2154e-10 | -1.1241e-10 | -1.3994e-10 | -1.2154e-10 | 0 | 0 | 0 | 0 | 0 | 0 | 1.1234 | 1.1227 | 1.1199 | 1.1234 | 1.1227 | 1.1199 | -0.74462 | -120.9275 | 119.1924 | -0.74462 | -120.9275 | 119.1924
Line15_16_17 | 0 | 0 | 0 | 0 | 0 | 0 | 0 | 0 | 0 | 0 | 0 | 0 | 3.0251e-10 | 2.9989e-10 | 2.8758e-10 | -3.0251e-10 | -2.9989e-10 | -2.8758e-10 | 5.6205e-11 | 6.997e-11 | 6.0772e-11 | -5.6205e-11 | -6.997e-11 | -6.0772e-11 | 0 | 0 | 0 | 0 | 0 | 0 | 1.1234 | 1.1227 | 1.1199 | 1.1234 | 1.1227 | 1.1199 | -0.74462 | -120.9275 | 119.1924 | -0.74462 | -120.9275 | 119.1924
Line16_4_18 | 0 | 0 | 0 | 0 | 0 | 0 | 0 | 0 | 0 | 0 | 0 | 0 | 1.9235e-10 | 1.881e-10 | 1.7532e-10 | -1.9235e-10 | -1.881e-10 | -1.7532e-10 | 1.0617e-11 | 2.6412e-11 | 1.5024e-11 | -1.0617e-11 | -2.6412e-11 | -1.5024e-11 | 0 | 0 | 0 | 0 | 0 | 0 | 1.0978 | 1.0968 | 1.0937 | 1.0978 | 1.0968 | 1.0937 | -0.14393 | -120.3584 | 119.7956 | -0.14393 | -120.3584 | 119.7956
Line17_5_19 | 0 | 0 | 0 | 0 | 0 | 0 | 0 | 0 | 0 | 0 | 0 | 0 | 1.4247e-10 | 1.374e-10 | 1.2462e-10 | -1.4247e-10 | -1.374e-10 | -1.2462e-10 | -1.0264e-11 | 6.3518e-12 | -6.0616e-12 | 1.0264e-11 | -6.3518e-12 | 6.0615e-12 | 0 | 0 | 0 | 0 | 0 | 0 | 1.0858 | 1.0845 | 1.0814 | 1.0858 | 1.0845 | 1.0814 | 0.14068 | -120.0872 | 120.0834 | 0.14068 | -120.0872 | 120.0834
Line1_1_3 | 0.10655 | 0.10703 | 0.10878 | 0.10655 | 0.10703 | 0.10878 | 0.024606 | 0.024718 | 0.025123 | 0.024606 | 0.024718 | 0.025123 | -0.00078874 | -0.0014777 | -0.001019 | 0.00090226 | 0.0015922 | 0.0011374 | -0.026705 | -0.026767 | -0.027149 | 0.026932 | 0.026996 | 0.027386 | 91.8324 | -26.9273 | -147.767 | -88.1676 | 153.0727 | 32.233 | 1.0858 | 1.0845 | 1.0814 | 1.0952 | 1.0941 | 1.091 | 0.14068 | -120.0872 | 120.0834 | -0.086337 | -120.3027 | 119.8548
Line2_1_4 | 0.13601 | 0.13686 | 0.13884 | 0.13601 | 0.13686 | 0.13884 | 0.031409 | 0.031608 | 0.032063 | 0.031409 | 0.031608 | 0.032063 | -0.0012515 | -0.002092 | -0.0014759 | 0.0014365 | 0.0022793 | 0.0016686 | -0.034081 | -0.034216 | -0.034643 | 0.034451 | 0.034591 | 0.035028 | 92.2437 | -26.5884 | -147.4771 | -87.7563 | 153.4116 | 32.5229 | 1.0858 | 1.0845 | 1.0814 | 1.0978 | 1.0968 | 1.0937 | 0.14068 | -120.0872 | 120.0834 | -0.14393 | -120.3584 | 119.7956
Line3_1_5 | 0 | 0 | 0 | 0 | 0 | 0 | 0 | 0 | 0 | 0 | 0 | 0 | 2.8494e-10 | 2.748e-10 | 2.4924e-10 | -2.8494e-10 | -2.748e-10 | -2.4924e-10 | -2.0528e-11 | 1.2703e-11 | -1.2123e-11 | 2.0528e-11 | -1.2703e-11 | 1.2123e-11 | 0 | 0 | 0 | 0 | 0 | 0 | 1.0858 | 1.0845 | 1.0814 | 1.0858 | 1.0845 | 1.0814 | 0.14068 | -120.0872 | 120.0834 | 0.14068 | -120.0872 | 120.0834
Line4_2_6 | 0.11879 | 0.099306 | 0.069296 | 0.11879 | 0.099306 | 0.069296 | 0.027433 | 0.022934 | 0.016003 | 0.027433 | 0.022934 | 0.016003 | -0.011916 | 0.00026237 | -0.0078224 | 0.012057 | -0.00016376 | 0.0078704 | -0.027642 | -0.025067 | -0.015558 | 0.027924 | 0.025265 | 0.015654 | 113.4271 | -30.9187 | -123.2228 | -66.5729 | 149.0813 | 56.7772 | 1.0973 | 1.0931 | 1.0881 | 1.1087 | 1.1017 | 1.0948 | 0.10633 | -120.3191 | 120.0842 | 0.072695 | -120.5474 | 120.085
Line5_6_7 | 0.11879 | 0.099306 | 0.069296 | 0.11879 | 0.099306 | 0.069296 | 0.027433 | 0.022934 | 0.016003 | 0.027433 | 0.022934 | 0.016003 | -0.012057 | 0.00016376 | -0.0078704 | 0.012198 | -6.514e-05 | 0.0079184 | -0.027924 | -0.025265 | -0.015654 | 0.028206 | 0.025462 | 0.01575 | 113.4271 | -30.9187 | -123.2228 | -66.5729 | 149.0813 | 56.7772 | 1.1087 | 1.1017 | 1.0948 | 1.1202 | 1.1102 | 1.1016 | 0.072695 | -120.5474 | 120.085 | 0.039749 | -120.7722 | 120.0858
Line6_7_8 | 0 | 0.061915 | 0.061915 | 0 | 0.061915 | 0.061915 | 0 | 0.014299 | 0.014299 | 0 | 0.014299 | 0.014299 | 8.6545e-10 | 0.015347 | 0.0038971 | -8.6545e-10 | -0.015309 | -0.0038588 | -8.9763e-12 | 0.0040598 | 0.015261 | 8.9763e-12 | -0.0039831 | -0.015184 | 0 | -135.5892 | 44.4108 | 0 | 44.4108 | -135.5892 | 1.1202 | 1.1102 | 1.1016 | 1.1202 | 1.1063 | 1.0957 | 0.039749 | -120.7722 | 120.0858 | 0.039749 | -121.0051 | 120.1522
Line7_8_9 | 0 | 0 | 0 | 0 | 0 | 0 | 0 | 0 | 0 | 0 | 0 | 0 | 2.8848e-10 | 2.2897e-10 | 1.8361e-10 | -2.8848e-10 | -2.2897e-10 | -1.8361e-10 | -2.9921e-12 | 7.4714e-11 | -1.1208e-11 | 2.9921e-12 | -7.4715e-11 | 1.1208e-11 | 0 | 0 | 0 | 0 | 0 | 0 | 1.1202 | 1.1063 | 1.0957 | 1.1202 | 1.1063 | 1.0957 | 0.039749 | -121.0051 | 120.1522 | 0.039749 | -121.0051 | 120.1522
Line8_8_10 | 0 | 0 | 0 | 0 | 0 | 0 | 0 | 0 | 0 | 0 | 0 | 0 | 2.8848e-10 | 2.2897e-10 | 1.8361e-10 | -2.8848e-10 | -2.2897e-10 | -1.8361e-10 | -2.9921e-12 | 7.4714e-11 | -1.1208e-11 | 2.9921e-12 | -7.4715e-11 | 1.1208e-11 | 0 | 0 | 0 | 0 | 0 | 0 | 1.1202 | 1.1063 | 1.0957 | 1.1202 | 1.1063 | 1.0957 | 0.039749 | -121.0051 | 120.1522 | 0.039749 | -121.0051 | 120.1522
Line9_3_11 | 0.10655 | 0.10703 | 0.10878 | 0.10655 | 0.10703 | 0.10878 | 0.024606 | 0.024718 | 0.025123 | 0.024606 | 0.024718 | 0.025123 | -0.00090226 | -0.0015922 | -0.0011374 | 0.0010158 | 0.0017068 | 0.0012557 | -0.026932 | -0.026996 | -0.027386 | 0.027159 | 0.027225 | 0.027623 | 91.8324 | -26.9273 | -147.767 | -88.1676 | 153.0727 | 32.233 | 1.0952 | 1.0941 | 1.091 | 1.1045 | 1.1036 | 1.1006 | -0.086337 | -120.3027 | 119.8548 | -0.3095 | -120.5146 | 119.6301

## LL_max_fault_10
name | pf_ikss_a_from_ka | pf_ikss_b_from_ka | pf_ikss_c_from_ka | pf_ikss_a_to_ka | pf_ikss_b_to_ka | pf_ikss_c_to_ka | pf_skss_a_from_mw | pf_skss_b_from_mw | pf_skss_c_from_mw | pf_skss_a_to_mw | pf_skss_b_to_mw | pf_skss_c_to_mw | pf_p_a_from_mw | pf_p_b_from_mw | pf_p_c_from_mw | pf_p_a_to_mw | pf_p_b_to_mw | pf_p_c_to_mw | pf_q_a_from_mvar | pf_q_b_from_mvar | pf_q_c_from_mvar | pf_q_a_to_mvar | pf_q_b_to_mvar | pf_q_c_to_mvar | pf_ikss_a_from_degree | pf_ikss_b_from_degree | pf_ikss_c_from_degree | pf_ikss_a_to_degree | pf_ikss_b_to_degree | pf_ikss_c_to_degree | pf_vm_a_from_pu | pf_vm_b_from_pu | pf_vm_c_from_pu | pf_vm_a_to_pu | pf_vm_b_to_pu | pf_vm_c_to_pu | pf_va_a_from_degree | pf_va_b_from_degree | pf_va_c_from_degree | pf_va_a_to_degree | pf_va_b_to_degree | pf_va_c_to_degree
Line0_1_2 | 0.11964 | 0.099635 | 0.067517 | 0.11964 | 0.099635 | 0.067517 | 0.02763 | 0.02301 | 0.015592 | 0.02763 | 0.02301 | 0.015592 | -0.012342 | 0.0010456 | -0.0079644 | 0.012485 | -0.00094629 | 0.00801 | -0.028912 | -0.026126 | -0.015768 | 0.029198 | 0.026325 | 0.015859 | 113.2582 | -32.3895 | -123.1191 | -66.7418 | 147.6105 | 56.8809 | 1.1377 | 1.1364 | 1.1329 | 1.1493 | 1.1448 | 1.1395 | 0.14174 | -120.0978 | 120.0821 | 0.107 | -120.3308 | 120.0835
Line10_11_12 | 0.10774 | 0.10827 | 0.11012 | 0.10774 | 0.10827 | 0.11012 | 0.02488 | 0.025004 | 0.025432 | 0.02488 | 0.025004 | 0.025432 | -0.0011093 | -0.0018788 | -0.0013718 | 0.0012254 | 0.001996 | 0.0014931 | -0.028758 | -0.028835 | -0.029275 | 0.02899 | 0.02907 | 0.029518 | 91.9175 | -26.7803 | -147.6717 | -88.0825 | 153.2197 | 32.3283 | 1.1567 | 1.1556 | 1.1524 | 1.1662 | 1.1653 | 1.1621 | -0.29156 | -120.5081 | 119.6455 | -0.50292 | -120.7082 | 119.4327
Line11_12_13 | 0.10774 | 0.10827 | 0.11012 | 0.10774 | 0.10827 | 0.11012 | 0.02488 | 0.025004 | 0.025432 | 0.02488 | 0.025004 | 0.025432 | -0.0012254 | -0.001996 | -0.0014931 | 0.0013414 | 0.0021132 | 0.0016143 | -0.02899 | -0.02907 | -0.029518 | 0.029222 | 0.029304 | 0.02976 | 91.9175 | -26.7803 | -147.6717 | -88.0825 | 153.2197 | 32.3283 | 1.1662 | 1.1653 | 1.1621 | 1.1757 | 1.175 | 1.1719 | -0.50292 | -120.7082 | 119.4327 | -0.71085 | -120.9049 | 119.2234
Line12_13_15 | 0 | 0 | 0 | 0 | 0 | 0 | 0 | 0 | 0 | 0 | 0 | 0 | 9.806e-10 | 9.7112e-10 | 9.284e-10 | -9.806e-10 | -9.7112e-10 | -9.284e-10 | 1.765e-10 | 2.2454e-10 | 1.922e-10 | -1.765e-10 | -2.2454e-10 | -1.922e-10 | 0 | 0 | 0 | 0 | 0 | 0 | 1.1757 | 1.175 | 1.1719 | 1.1757 | 1.175 | 1.1719 | -0.71085 | -120.9049 | 119.2234 | -0.71085 | -120.9049 | 119.2234
Line13_13_14 | 0.10774 | 0.10827 | 0.11012 | 0.10774 | 0.10827 | 0.11012 | 0.02488 | 0.025004 | 0.025432 | 0.02488 | 0.025004 | 0.025432 | -0.0013414 | -0.0021132 | -0.0016143 | 0.0014575 | 0.0022304 | 0.0017356 | -0.029222 | -0.029304 | -0.02976 | 0.029454 | 0.029538 | 0.030003 | 91.9175 | -26.7803 | -147.6717 | -88.0825 | 153.2197 | 32.3283 | 1.1757 | 1.175 | 1.1719 | 1.1853 | 1.1847 | 1.1817 | -0.71085 | -120.9049 | 119.2234 | -0.91544 | -121.0985 | 119.0176
Line14_15_16 | 0 | 0 | 0 | 0 | 0 | 0 | 0 | 0 | 0 | 0 | 0 | 0 | 6.5373e-10 | 6.4742e-10 | 6.1893e-10 | -6.5373e-10 | -6.4742e-10 | -6.1893e-10 | 1.1767e-10 | 1.4969e-10 | 1.2813e-10 | -1.1767e-10 | -1.4969e-10 | -1.2813e-10 | 0 | 0 | 0 | 0 | 0 | 0 | 1.1757 | 1.175 | 1.1719 | 1.1757 | 1.175 | 1.1719 | -0.71085 | -120.9049 | 119.2234 | -0.71085 | -120.9049 | 119.2234
Line15_16_17 | 0 | 0 | 0 | 0 | 0 | 0 | 0 | 0 | 0 | 0 | 0 | 0 | 3.2687e-10 | 3.2371e-10 | 3.0947e-10 | -3.2687e-10 | -3.2371e-10 | -3.0947e-10 | 5.8832e-11 | 7.4847e-11 | 6.4067e-11 | -5.8832e-11 | -7.4847e-11 | -6.4067e-11 | 0 | 0 | 0 | 0 | 0 | 0 | 1.1757 | 1.175 | 1.1719 | 1.1757 | 1.175 | 1.1719 | -0.71085 | -120.9049 | 119.2234 | -0.71085 | -120.9049 | 119.2234
Line16_4_18 | 0 | 0 | 0 | 0 | 0 | 0 | 0 | 0 | 0 | 0 | 0 | 0 | 2.0976e-10 | 2.0476e-10 | 1.9003e-10 | -2.0976e-10 | -2.0476e-10 | -1.9003e-10 | 1.0497e-11 | 2.877e-11 | 1.553e-11 | -1.0497e-11 | -2.877e-11 | -1.553e-11 | 0 | 0 | 0 | 0 | 0 | 0 | 1.1498 | 1.1486 | 1.1452 | 1.1498 | 1.1486 | 1.1452 | -0.1297 | -120.3558 | 119.8074 | -0.1297 | -120.3558 | 119.8074
Line17_5_19 | 0 | 0 | 0 | 0 | 0 | 0 | 0 | 0 | 0 | 0 | 0 | 0 | 1.5739e-10 | 1.5147e-10 | 1.3676e-10 | -1.5739e-10 | -1.5147e-10 | -1.3676e-10 | -1.1352e-11 | 7.8246e-12 | -6.5504e-12 | 1.1352e-11 | -7.8246e-12 | 6.5504e-12 | 0 | 0 | 0 | 0 | 0 | 0 | 1.1377 | 1.1364 | 1.1329 | 1.1377 | 1.1364 | 1.1329 | 0.14174 | -120.0978 | 120.0821 | 0.14174 | -120.0978 | 120.0821
Line1_1_3 | 0.10774 | 0.10827 | 0.11012 | 0.10774 | 0.10827 | 0.11012 | 0.02488 | 0.025004 | 0.025432 | 0.02488 | 0.025004 | 0.025432 | -0.00087715 | -0.0016443 | -0.0011292 | 0.00099322 | 0.0017615 | 0.0012505 | -0.028293 | -0.028366 | -0.02879 | 0.028526 | 0.028601 | 0.029033 | 91.9175 | -26.7803 | -147.6717 | -88.0825 | 153.2197 | 32.3283 | 1.1377 | 1.1364 | 1.1329 | 1.1472 | 1.146 | 1.1426 | 0.14174 | -120.0978 | 120.0821 | -0.076702 | -120.3047 | 119.862
Line2_1_4 | 0.13626 | 0.13718 | 0.13925 | 0.13626 | 0.13718 | 0.13925 | 0.031467 | 0.03168 | 0.032158 | 0.031467 | 0.03168 | 0.032158 | -0.0013618 | -0.00229 | -0.0016062 | 0.0015475 | 0.0024781 | 0.0018001 | -0.035775 | -0.035927 | -0.036397 | 0.036146 | 0.036303 | 0.036785 | 92.3218 | -26.4507 | -147.391 | -87.6782 | 153.5493 | 32.609 | 1.1377 | 1.1364 | 1.1329 | 1.1498 | 1.1486 | 1.1452 | 0.14174 | -120.0978 | 120.0821 | -0.1297 | -120.3558 | 119.8074
Line3_1_5 | 0 | 0 | 0 | 0 | 0 | 0 | 0 | 0 | 0 | 0 | 0 | 0 | 3.1478e-10 | 3.0295e-10 | 2.7351e-10 | -3.1478e-10 | -3.0295e-10 | -2.7351e-10 | -2.2704e-11 | 1.5649e-11 | -1.3101e-11 | 2.2704e-11 | -1.5649e-11 | 1.3101e-11 | 0 | 0 | 0 | 0 | 0 | 0 | 1.1377 | 1.1364 | 1.1329 | 1.1377 | 1.1364 | 1.1329 | 0.14174 | -120.0978 | 120.0821 | 0.14174 | -120.0978 | 120.0821
Line4_2_6 | 0.11964 | 0.099635 | 0.067517 | 0.11964 | 0.099635 | 0.067517 | 0.02763 | 0.02301 | 0.015592 | 0.02763 | 0.02301 | 0.015592 | -0.012485 | 0.00094629 | -0.00801 | 0.012628 | -0.00084702 | 0.0080556 | -0.029198 | -0.026325 | -0.015859 | 0.029484 | 0.026523 | 0.01595 | 113.2582 | -32.3895 | -123.1191 | -66.7418 | 147.6105 | 56.8809 | 1.1493 | 1.1448 | 1.1395 | 1.1609 | 1.1533 | 1.146 | 0.107 | -120.3308 | 120.0835 | 0.072951 | -120.5604 | 120.0848
Line5_6_7 | 0.11964 | 0.099635 | 0.067517 | 0.11964 | 0.099635 | 0.067517 | 0.02763 | 0.02301 | 0.015592 | 0.02763 | 0.02301 | 0.015592 | -0.012628 | 0.00084702 | -0.0080556 | 0.012771 | -0.00074775 | 0.0081012 | -0.029484 | -0.026523 | -0.01595 | 0.029771 | 0.026722 | 0.016041 | 113.2582 | -32.3895 | -123.1191 | -66.7418 | 147.6105 | 56.8809 | 1.1609 | 1.1533 | 1.146 | 1.1724 | 1.1618 | 1.1525 | 0.072951 | -120.5604 | 120.0848 | 0.039575 | -120.7867 | 120.0861
Line6_7_8 | 0 | 0.06478 | 0.06478 | 0 | 0.06478 | 0.06478 | 0 | 0.01496 | 0.01496 | 0 | 0.01496 | 0.01496 | 9.3393e-10 | 0.016803 | 0.0042632 | -9.3393e-10 | -0.016761 | -0.0042213 | -9.7988e-12 | 0.0044434 | 0.016707 | 9.7988e-12 | -0.0043595 | -0.016623 | 0 | -135.5988 | 44.4012 | 0 | 44.4012 | -135.5988 | 1.1724 | 1.1618 | 1.1525 | 1.1724 | 1.1576 | 1.1464 | 0.039575 | -120.7867 | 120.0861 | 0.039575 | -121.0196 | 120.1526
Line7_8_9 | 0 | 0 | 0 | 0 | 0 | 0 | 0 | 0 | 0 | 0 | 0 | 0 | 3.1131e-10 | 2.4544e-10 | 1.9507e-10 | -3.1131e-10 | -2.4544e-10 | -1.9507e-10 | -3.2663e-12 | 8.3087e-11 | -1.2317e-11 | 3.2662e-12 | -8.3087e-11 | 1.2317e-11 | 0 | 0 | 0 | 0 | 0 | 0 | 1.1724 | 1.1576 | 1.1464 | 1.1724 | 1.1576 | 1.1464 | 0.039575 | -121.0196 | 120.1526 | 0.039575 | -121.0196 | 120.1526
Line8_8_10 | 0 | 0 | 0 | 0 | 0 | 0 | 0 | 0 | 0 | 0 | 0 | 0 | 3.1131e-10 | 2.4544e-10 | 1.9507e-10 | -3.1131e-10 | -2.4544e-10 | -1.9507e-10 | -3.2664e-12 | 8.3087e-11 | -1.2317e-11 | 3.2663e-12 | -8.3087e-11 | 1.2317e-11 | 0 | 0 | 0 | 0 | 0 | 0 | 1.1724 | 1.1576 | 1.1464 | 1.1724 | 1.1576 | 1.1464 | 0.039575 | -121.0196 | 120.1526 | 0.039575 | -121.0196 | 120.1526
Line9_3_11 | 0.10774 | 0.10827 | 0.11012 | 0.10774 | 0.10827 | 0.11012 | 0.02488 | 0.025004 | 0.025432 | 0.02488 | 0.025004 | 0.025432 | -0.00099322 | -0.0017615 | -0.0012505 | 0.0011093 | 0.0018788 | 0.0013718 | -0.028526 | -0.028601 | -0.029033 | 0.028758 | 0.028835 | 0.029275 | 91.9175 | -26.7803 | -147.6717 | -88.0825 | 153.2197 | 32.3283 | 1.1472 | 1.146 | 1.1426 | 1.1567 | 1.1556 | 1.1524 | -0.076702 | -120.3047 | 119.862 | -0.29156 | -120.5081 | 119.6455

## LL_min_6
name | pf_ikss_a_from_ka | pf_ikss_b_from_ka | pf_ikss_c_from_ka | pf_ikss_a_to_ka | pf_ikss_b_to_ka | pf_ikss_c_to_ka | pf_skss_a_from_mw | pf_skss_b_from_mw | pf_skss_c_from_mw | pf_skss_a_to_mw | pf_skss_b_to_mw | pf_skss_c_to_mw | pf_p_a_from_mw | pf_p_b_from_mw | pf_p_c_from_mw | pf_p_a_to_mw | pf_p_b_to_mw | pf_p_c_to_mw | pf_q_a_from_mvar | pf_q_b_from_mvar | pf_q_c_from_mvar | pf_q_a_to_mvar | pf_q_b_to_mvar | pf_q_c_to_mvar | pf_ikss_a_from_degree | pf_ikss_b_from_degree | pf_ikss_c_from_degree | pf_ikss_a_to_degree | pf_ikss_b_to_degree | pf_ikss_c_to_degree | pf_vm_a_from_pu | pf_vm_b_from_pu | pf_vm_c_from_pu | pf_vm_a_to_pu | pf_vm_b_to_pu | pf_vm_c_to_pu | pf_va_a_from_degree | pf_va_b_from_degree | pf_va_c_from_degree | pf_va_a_to_degree | pf_va_b_to_degree | pf_va_c_to_degree
Line0_1_2 | 0.0018277 | 1.4533 | 1.4545 | 0.0018277 | 1.4533 | 1.4545 | 0.00042209 | 0.33563 | 0.3359 | 0.00042209 | 0.33563 | 0.3359 | -0.00038952 | 0.28972 | 0.035522 | 0.00038959 | -0.24917 | 0.0050963 | -9.525e-05 | 0.072693 | 0.26574 | 9.5316e-05 | -0.03045 | -0.22343 | 166.2754 | -142.7793 | 37.1648 | -13.7246 | 37.2207 | -142.8352 | 0.95004 | 0.88997 | 0.79818 | 0.95023 | 0.74791 | 0.66535 | 0.016174 | -128.6942 | 119.5512 | 0.023268 | -135.812 | 128.4714
Line10_11_12 | 0.00042042 | 0.0024973 | 0.0021139 | 0.00042042 | 0.0024973 | 0.0021139 | 9.7091e-05 | 0.00057673 | 0.00048818 | 9.7091e-05 | 0.00057673 | 0.00048818 | -8.8016e-05 | -0.00050282 | -9.6701e-05 | 8.8019e-05 | 0.00050294 | 9.6786e-05 | 2.7612e-05 | -0.00010444 | -0.00037769 | -2.7609e-05 | 0.00010457 | 0.00037778 | -162.5608 | 39.5932 | -136.1056 | 17.4392 | -140.4068 | 43.8944 | 0.95009 | 0.89047 | 0.79862 | 0.95011 | 0.89071 | 0.79884 | 0.021626 | -128.6724 | 119.5333 | 0.024352 | -128.6615 | 119.5244
Line11_12_13 | 0.00042042 | 0.0024973 | 0.0021139 | 0.00042042 | 0.0024973 | 0.0021139 | 9.7091e-05 | 0.00057673 | 0.00048818 | 9.7091e-05 | 0.00057673 | 0.00048818 | -8.8019e-05 | -0.00050294 | -9.6786e-05 | 8.8022e-05 | 0.00050306 | 9.6872e-05 | 2.7609e-05 | -0.00010457 | -0.00037778 | -2.7605e-05 | 0.00010469 | 0.00037787 | -162.5608 | 39.5932 | -136.1057 | 17.4392 | -140.4068 | 43.8943 | 0.95011 | 0.89071 | 0.79884 | 0.95013 | 0.89096 | 0.79906 | 0.024352 | -128.6615 | 119.5244 | 0.027078 | -128.6506 | 119.5154
Line12_13_15 | 0 | 0 | 0 | 0 | 0 | 0 | 0 | 0 | 0 | 0 | 0 | 0 | 1.3766e-12 | -4.727e-10 | -1.3264e-09 | -1.3766e-12 | 4.727e-10 | 1.3264e-09 | -4.6923e-12 | 1.4004e-09 | 7.0621e-11 | 4.6923e-12 | -1.4004e-09 | -7.0621e-11 | 0 | 0 | 0 | 0 | 0 | 0 | 0.95013 | 0.89096 | 0.79906 | 0.95013 | 0.89096 | 0.79906 | 0.027078 | -128.6506 | 119.5154 | 0.027078 | -128.6506 | 119.5154
Line13_13_14 | 0.00042042 | 0.0024973 | 0.0021139 | 0.00042042 | 0.0024973 | 0.0021139 | 9.7091e-05 | 0.00057673 | 0.00048818 | 9.7091e-05 | 0.00057673 | 0.00048818 | -8.8022e-05 | -0.00050306 | -9.687e-05 | 8.8026e-05 | 0.00050318 | 9.6956e-05 | 2.7605e-05 | -0.0001047 | -0.00037787 | -2.7601e-05 | 0.00010482 | 0.00037796 | -162.5608 | 39.593 | -136.1059 | 17.4392 | -140.407 | 43.8941 | 0.95013 | 0.89096 | 0.79906 | 0.95015 | 0.89121 | 0.79929 | 0.027078 | -128.6506 | 119.5154 | 0.029803 | -128.6397 | 119.5065
Line14_15_16 | 0 | 0 | 0 | 0 | 0 | 0 | 0 | 0 | 0 | 0 | 0 | 0 | 9.1771e-13 | -3.1514e-10 | -8.8425e-10 | -9.1771e-13 | 3.1514e-10 | 8.8425e-10 | -3.1282e-12 | 9.3358e-10 | 4.7081e-11 | 3.1282e-12 | -9.3358e-10 | -4.7081e-11 | 0 | 0 | 0 | 0 | 0 | 0 | 0.95013 | 0.89096 | 0.79906 | 0.95013 | 0.89096 | 0.79906 | 0.027078 | -128.6506 | 119.5154 | 0.027078 | -128.6506 | 119.5154
Line15_16_17 | 0 | 0 | 0 | 0 | 0 | 0 | 0 | 0 | 0 | 0 | 0 | 0 | 4.5883e-13 | -1.5757e-10 | -4.4213e-10 | -4.5883e-13 | 1.5757e-10 | 4.4213e-10 | -1.5641e-12 | 4.6679e-10 | 2.354e-11 | 1.5641e-12 | -4.6679e-10 | -2.354e-11 | 0 | 0 | 0 | 0 | 0 | 0 | 0.95013 | 0.89096 | 0.79906 | 0.95013 | 0.89096 | 0.79906 | 0.027078 | -128.6506 | 119.5154 | 0.027078 | -128.6506 | 119.5154
Line16_4_18 | 0 | 0 | 0 | 0 | 0 | 0 | 0 | 0 | 0 | 0 | 0 | 0 | 2.2629e-13 | -1.5958e-10 | -4.4371e-10 | -2.2628e-13 | 1.5958e-10 | 4.4371e-10 | -1.0929e-12 | 4.6816e-10 | 2.2222e-11 | 1.0929e-12 | -4.6816e-10 | -2.2222e-11 | 0 | 0 | 0 | 0 | 0 | 0 | 0.95006 | 0.89022 | 0.7984 | 0.95006 | 0.89022 | 0.7984 | 0.018921 | -128.6833 | 119.5422 | 0.018921 | -128.6833 | 119.5422
Line17_5_19 | 0 | 0 | 0 | 0 | 0 | 0 | 0 | 0 | 0 | 0 | 0 | 0 | 1.4573e-13 | -1.6026e-10 | -4.4424e-10 | -1.4573e-13 | 1.6026e-10 | 4.4424e-10 | -9.3418e-13 | 4.6861e-10 | 2.1776e-11 | 9.3418e-13 | -4.6861e-10 | -2.1776e-11 | 0 | 0 | 0 | 0 | 0 | 0 | 0.95004 | 0.88997 | 0.79818 | 0.95004 | 0.88997 | 0.79818 | 0.016174 | -128.6942 | 119.5512 | 0.016174 | -128.6942 | 119.5512
Line1_1_3 | 0.00042042 | 0.0024973 | 0.0021139 | 0.00042042 | 0.0024973 | 0.0021139 | 9.7091e-05 | 0.00057673 | 0.00048818 | 9.7091e-05 | 0.00057673 | 0.00048818 | -8.8009e-05 | -0.00050259 | -9.653e-05 | 8.8012e-05 | 0.00050271 | 9.6616e-05 | 2.7619e-05 | -0.00010419 | -0.00037751 | -2.7616e-05 | 0.00010432 | 0.0003776 | -162.5608 | 39.5933 | -136.1055 | 17.4392 | -140.4067 | 43.8945 | 0.95004 | 0.88997 | 0.79818 | 0.95006 | 0.89022 | 0.7984 | 0.016174 | -128.6942 | 119.5512 | 0.0189 | -128.6833 | 119.5423
Line2_1_4 | 0.00042551 | 0.0025131 | 0.0021258 | 0.00042551 | 0.0025131 | 0.0021258 | 9.8268e-05 | 0.00058038 | 0.00049094 | 9.8268e-05 | 0.00058038 | 0.00049094 | -8.9307e-05 | -0.00050529 | -9.5813e-05 | 8.931e-05 | 0.00050541 | 9.59e-05 | 2.7206e-05 | -0.00010714 | -0.00037996 | -2.7202e-05 | 0.00010727 | 0.00038005 | -163.0414 | 39.3341 | -136.2959 | 16.9586 | -140.6659 | 43.7041 | 0.95004 | 0.88997 | 0.79818 | 0.95006 | 0.89022 | 0.7984 | 0.016174 | -128.6942 | 119.5512 | 0.018921 | -128.6833 | 119.5422
Line3_1_5 | 0 | 0 | 0 | 0 | 0 | 0 | 0 | 0 | 0 | 0 | 0 | 0 | 2.9146e-13 | -3.2053e-10 | -8.8848e-10 | -2.9146e-13 | 3.2053e-10 | 8.8848e-10 | -1.8683e-12 | 9.3722e-10 | 4.3552e-11 | 1.8684e-12 | -9.3722e-10 | -4.3552e-11 | 0 | 0 | 0 | 0 | 0 | 0 | 0.95004 | 0.88997 | 0.79818 | 0.95004 | 0.88997 | 0.79818 | 0.016174 | -128.6942 | 119.5512 | 0.016174 | -128.6942 | 119.5512
Line4_2_6 | 0.0018277 | 1.4533 | 1.4545 | 0.0018277 | 1.4533 | 1.4545 | 0.00042209 | 0.33563 | 0.3359 | 0.00042209 | 0.33563 | 0.3359 | -0.00038959 | 0.24917 | -0.0050963 | 0.00038965 | -0.20862 | 0.045714 | -9.5316e-05 | 0.03045 | 0.22343 | 9.5383e-05 | 0.011794 | -0.18112 | 166.2754 | -142.7793 | 37.1648 | -13.7246 | 37.2207 | -142.8352 | 0.95023 | 0.74791 | 0.66535 | 0.95041 | 0.62255 | 0.55613 | 0.023268 | -135.812 | 128.4714 | 0.03036 | -146.0149 | 141.33
Line5_6_7 | 0.0018277 | 1.4533 | 1.4545 | 0.0018277 | 1.4533 | 1.4545 | 0.00042209 | 0.33563 | 0.3359 | 0.00042209 | 0.33563 | 0.3359 | -0.00038965 | 0.20862 | -0.045714 | 0.00038972 | -0.16806 | 0.086332 | -9.5383e-05 | -0.011794 | 0.18112 | 9.545e-05 | 0.054037 | -0.13881 | 166.2754 | -142.7793 | 37.1648 | -13.7246 | 37.2207 | -142.8352 | 0.95041 | 0.62255 | 0.55613 | 0.9506 | 0.52598 | 0.48666 | 0.03036 | -146.0149 | 141.33 | 0.037449 | -160.6035 | 159.0437
Line6_7_8 | 0 | 1.4628 | 1.4628 | 0 | 1.4628 | 1.4628 | 0 | 0.33782 | 0.33782 | 0 | 0.33782 | 0.33782 | 6.2495e-12 | 0.16935 | -0.087179 | -6.2495e-12 | -0.12826 | 0.12826 | -6.4927e-12 | -0.053795 | 0.13939 | 6.4927e-12 | 0.09659 | -0.09659 | 0 | -142.9803 | 37.0197 | 0 | 37.0197 | -142.9803 | 0.9506 | 0.52598 | 0.48666 | 0.9506 | 0.4753 | 0.4753 | 0.037449 | -160.6035 | 159.0437 | 0.037449 | -179.9626 | -179.9626
Line7_8_9 | 0 | 0 | 0 | 0 | 0 | 0 | 0 | 0 | 0 | 0 | 0 | 0 | 2.0831e-12 | -4.1618e-13 | 1.4577e-12 | -2.0832e-12 | 4.1615e-13 | -1.4579e-12 | -2.1641e-12 | 1.4333e-09 | -1.4344e-09 | 2.1641e-12 | -1.4333e-09 | 1.4344e-09 | 0 | 0 | 0 | 0 | 0 | 0 | 0.9506 | 0.4753 | 0.4753 | 0.9506 | 0.4753 | 0.4753 | 0.037449 | -179.9626 | -179.9626 | 0.037449 | -179.9626 | -179.9626
Line8_8_10 | 0 | 0 | 0 | 0 | 0 | 0 | 0 | 0 | 0 | 0 | 0 | 0 | 2.0832e-12 | -4.1629e-13 | 1.4579e-12 | -2.0832e-12 | 4.1626e-13 | -1.458e-12 | -2.1641e-12 | 1.4333e-09 | -1.4344e-09 | 2.1642e-12 | -1.4333e-09 | 1.4344e-09 | 0 | 0 | 0 | 0 | 0 | 0 | 0.9506 | 0.4753 | 0.4753 | 0.9506 | 0.4753 | 0.4753 | 0.037449 | -179.9626 | -179.9626 | 0.037449 | -179.9626 | -179.9626
Line9_3_11 | 0.00042042 | 0.0024973 | 0.0021139 | 0.00042042 | 0.0024973 | 0.0021139 | 9.7091e-05 | 0.00057673 | 0.00048818 | 9.7091e-05 | 0.00057673 | 0.00048818 | -8.8012e-05 | -0.00050271 | -9.6615e-05 | 8.8016e-05 | 0.00050283 | 9.6701e-05 | 2.7616e-05 | -0.00010432 | -0.0003776 | -2.7612e-05 | 0.00010444 | 0.00037769 | -162.5608 | 39.5933 | -136.1056 | 17.4392 | -140.4067 | 43.8944 | 0.95006 | 0.89022 | 0.7984 | 0.95009 | 0.89047 | 0.79862 | 0.0189 | -128.6833 | 119.5423 | 0.021626 | -128.6724 | 119.5333

## LL_min_10
name | pf_ikss_a_from_ka | pf_ikss_b_from_ka | pf_ikss_c_from_ka | pf_ikss_a_to_ka | pf_ikss_b_to_ka | pf_ikss_c_to_ka | pf_skss_a_from_mw | pf_skss_b_from_mw | pf_skss_c_from_mw | pf_skss_a_to_mw | pf_skss_b_to_mw | pf_skss_c_to_mw | pf_p_a_from_mw | pf_p_b_from_mw | pf_p_c_from_mw | pf_p_a_to_mw | pf_p_b_to_mw | pf_p_c_to_mw | pf_q_a_from_mvar | pf_q_b_from_mvar | pf_q_c_from_mvar | pf_q_a_to_mvar | pf_q_b_to_mvar | pf_q_c_to_mvar | pf_ikss_a_from_degree | pf_ikss_b_from_degree | pf_ikss_c_from_degree | pf_ikss_a_to_degree | pf_ikss_b_to_degree | pf_ikss_c_to_degree | pf_vm_a_from_pu | pf_vm_b_from_pu | pf_vm_c_from_pu | pf_vm_a_to_pu | pf_vm_b_to_pu | pf_vm_c_to_pu | pf_va_a_from_degree | pf_va_b_from_degree | pf_va_c_from_degree | pf_va_a_to_degree | pf_va_b_to_degree | pf_va_c_to_degree
Line0_1_2 | 0.0017315 | 1.3768 | 1.3779 | 0.0017315 | 1.3768 | 1.3779 | 0.00039987 | 0.31797 | 0.31822 | 0.00039987 | 0.31797 | 0.31822 | -0.0003496 | 0.26003 | 0.031881 | 0.00034966 | -0.22363 | 0.004574 | -8.5487e-05 | 0.065243 | 0.23851 | 8.5547e-05 | -0.027329 | -0.20053 | 166.2754 | -142.7793 | 37.1648 | -13.7246 | 37.2207 | -142.8352 | 0.90004 | 0.84313 | 0.75617 | 0.90022 | 0.70855 | 0.63034 | 0.016174 | -128.6942 | 119.5512 | 0.023268 | -135.812 | 128.4714
Line10_11_12 | 0.00039829 | 0.0023659 | 0.0020026 | 0.00039829 | 0.0023659 | 0.0020026 | 9.1981e-05 | 0.00054638 | 0.00046249 | 9.1981e-05 | 0.00054638 | 0.00046249 | -7.8995e-05 | -0.00045129 | -8.6789e-05 | 7.8998e-05 | 0.0004514 | 8.6866e-05 | 2.4782e-05 | -9.374e-05 | -0.00033898 | -2.4779e-05 | 9.3852e-05 | 0.00033906 | -162.5608 | 39.5932 | -136.1056 | 17.4392 | -140.4068 | 43.8944 | 0.90008 | 0.8436 | 0.75659 | 0.9001 | 0.84383 | 0.7568 | 0.021626 | -128.6724 | 119.5333 | 0.024352 | -128.6615 | 119.5244
Line11_12_13 | 0.00039829 | 0.0023659 | 0.0020026 | 0.00039829 | 0.0023659 | 0.0020026 | 9.1981e-05 | 0.00054638 | 0.00046249 | 9.1981e-05 | 0.00054638 | 0.00046249 | -7.8998e-05 | -0.0004514 | -8.6866e-05 | 7.9001e-05 | 0.0004515 | 8.6943e-05 | 2.4779e-05 | -9.3852e-05 | -0.00033906 | -2.4776e-05 | 9.3964e-05 | 0.00033914 | -162.5608 | 39.5932 | -136.1057 | 17.4392 | -140.4068 | 43.8943 | 0.9001 | 0.84383 | 0.7568 | 0.90012 | 0.84407 | 0.75701 | 0.024352 | -128.6615 | 119.5244 | 0.027078 | -128.6506 | 119.5154
Line12_13_15 | 0 | 0 | 0 | 0 | 0 | 0 | 0 | 0 | 0 | 0 | 0 | 0 | 1.2355e-12 | -4.2425e-10 | -1.1904e-09 | -1.2355e-12 | 4.2425e-10 | 1.1904e-09 | -4.2114e-12 | 1.2568e-09 | 6.3383e-11 | 4.2114e-12 | -1.2568e-09 | -6.3383e-11 | 0 | 0 | 0 | 0 | 0 | 0 | 0.90012 | 0.84407 | 0.75701 | 0.90012 | 0.84407 | 0.75701 | 0.027078 | -128.6506 | 119.5154 | 0.027078 | -128.6506 | 119.5154
Line13_13_14 | 0.00039829 | 0.0023659 | 0.0020026 | 0.00039829 | 0.0023659 | 0.0020026 | 9.1981e-05 | 0.00054637 | 0.00046249 | 9.1981e-05 | 0.00054637 | 0.00046249 | -7.9001e-05 | -0.0004515 | -8.6941e-05 | 7.9004e-05 | 0.00045161 | 8.7018e-05 | 2.4776e-05 | -9.3966e-05 | -0.00033914 | -2.4773e-05 | 9.4078e-05 | 0.00033922 | -162.5608 | 39.593 | -136.1059 | 17.4392 | -140.407 | 43.8941 | 0.90012 | 0.84407 | 0.75701 | 0.90015 | 0.8443 | 0.75722 | 0.027078 | -128.6506 | 119.5154 | 0.029803 | -128.6397 | 119.5065
Line14_15_16 | 0 | 0 | 0 | 0 | 0 | 0 | 0 | 0 | 0 | 0 | 0 | 0 | 8.2365e-13 | -2.8284e-10 | -7.9362e-10 | -8.2365e-13 | 2.8284e-10 | 7.9362e-10 | -2.8076e-12 | 8.379e-10 | 4.2256e-11 | 2.8076e-12 | -8.379e-10 | -4.2255e-11 | 0 | 0 | 0 | 0 | 0 | 0 | 0.90012 | 0.84407 | 0.75701 | 0.90012 | 0.84407 | 0.75701 | 0.027078 | -128.6506 | 119.5154 | 0.027078 | -128.6506 | 119.5154
Line15_16_17 | 0 | 0 | 0 | 0 | 0 | 0 | 0 | 0 | 0 | 0 | 0 | 0 | 4.1183e-13 | -1.4142e-10 | -3.9681e-10 | -4.1181e-13 | 1.4142e-10 | 3.9681e-10 | -1.4038e-12 | 4.1895e-10 | 2.1128e-11 | 1.4038e-12 | -4.1895e-10 | -2.1128e-11 | 0 | 0 | 0 | 0 | 0 | 0 | 0.90012 | 0.84407 | 0.75701 | 0.90012 | 0.84407 | 0.75701 | 0.027078 | -128.6506 | 119.5154 | 0.027078 | -128.6506 | 119.5154
Line16_4_18 | 0 | 0 | 0 | 0 | 0 | 0 | 0 | 0 | 0 | 0 | 0 | 0 | 2.0309e-13 | -1.4323e-10 | -3.9823e-10 | -2.0309e-13 | 1.4323e-10 | 3.9823e-10 | -9.809e-13 | 4.2017e-10 | 1.9945e-11 | 9.8088e-13 | -4.2017e-10 | -1.9945e-11 | 0 | 0 | 0 | 0 | 0 | 0 | 0.90006 | 0.84337 | 0.75638 | 0.90006 | 0.84337 | 0.75638 | 0.018921 | -128.6833 | 119.5422 | 0.018921 | -128.6833 | 119.5422
Line17_5_19 | 0 | 0 | 0 | 0 | 0 | 0 | 0 | 0 | 0 | 0 | 0 | 0 | 1.3079e-13 | -1.4384e-10 | -3.9871e-10 | -1.3079e-13 | 1.4384e-10 | 3.9871e-10 | -8.3841e-13 | 4.2058e-10 | 1.9544e-11 | 8.3841e-13 | -4.2058e-10 | -1.9544e-11 | 0 | 0 | 0 | 0 | 0 | 0 | 0.90004 | 0.84313 | 0.75617 | 0.90004 | 0.84313 | 0.75617 | 0.016174 | -128.6942 | 119.5512 | 0.016174 | -128.6942 | 119.5512
Line1_1_3 | 0.00039829 | 0.0023659 | 0.0020026 | 0.00039829 | 0.0023659 | 0.0020026 | 9.1981e-05 | 0.00054638 | 0.00046249 | 9.1981e-05 | 0.00054638 | 0.00046249 | -7.8988e-05 | -0.00045107 | -8.6636e-05 | 7.8992e-05 | 0.00045118 | 8.6713e-05 | 2.4788e-05 | -9.3515e-05 | -0.00033882 | -2.4785e-05 | 9.3627e-05 | 0.0003389 | -162.5608 | 39.5933 | -136.1055 | 17.4392 | -140.4067 | 43.8945 | 0.90004 | 0.84313 | 0.75617 | 0.90006 | 0.84337 | 0.75638 | 0.016174 | -128.6942 | 119.5512 | 0.0189 | -128.6833 | 119.5423
Line2_1_4 | 0.00040312 | 0.0023809 | 0.0020139 | 0.00040312 | 0.0023809 | 0.0020139 | 9.3096e-05 | 0.00054984 | 0.0004651 | 9.3096e-05 | 0.00054984 | 0.0004651 | -8.0154e-05 | -0.0004535 | -8.5993e-05 | 8.0157e-05 | 0.00045361 | 8.6071e-05 | 2.4417e-05 | -9.6161e-05 | -0.00034102 | -2.4414e-05 | 9.6274e-05 | 0.0003411 | -163.0414 | 39.3341 | -136.2959 | 16.9586 | -140.6659 | 43.7041 | 0.90004 | 0.84313 | 0.75617 | 0.90006 | 0.84337 | 0.75638 | 0.016174 | -128.6942 | 119.5512 | 0.018921 | -128.6833 | 119.5422
Line3_1_5 | 0 | 0 | 0 | 0 | 0 | 0 | 0 | 0 | 0 | 0 | 0 | 0 | 2.6157e-13 | -2.8768e-10 | -7.9742e-10 | -2.6158e-13 | 2.8768e-10 | 7.9742e-10 | -1.6769e-12 | 8.4116e-10 | 3.9088e-11 | 1.6769e-12 | -8.4116e-10 | -3.9088e-11 | 0 | 0 | 0 | 0 | 0 | 0 | 0.90004 | 0.84313 | 0.75617 | 0.90004 | 0.84313 | 0.75617 | 0.016174 | -128.6942 | 119.5512 | 0.016174 | -128.6942 | 119.5512
Line4_2_6 | 0.0017315 | 1.3768 | 1.3779 | 0.0017315 | 1.3768 | 1.3779 | 0.00039987 | 0.31797 | 0.31822 | 0.00039987 | 0.31797 | 0.31822 | -0.00034966 | 0.22363 | -0.004574 | 0.00034972 | -0.18723 | 0.041029 | -8.5547e-05 | 0.027329 | 0.20053 | 8.5607e-05 | 0.010585 | -0.16256 | 166.2754 | -142.7793 | 37.1648 | -13.7246 | 37.2207 | -142.8352 | 0.90022 | 0.70855 | 0.63034 | 0.90039 | 0.58979 | 0.52686 | 0.023268 | -135.812 | 128.4714 | 0.03036 | -146.0149 | 141.33
Line5_6_7 | 0.0017315 | 1.3768 | 1.3779 | 0.0017315 | 1.3768 | 1.3779 | 0.00039987 | 0.31797 | 0.31822 | 0.00039987 | 0.31797 | 0.31822 | -0.00034972 | 0.18723 | -0.041029 | 0.00034977 | -0.15084 | 0.077484 | -8.5607e-05 | -0.010585 | 0.16256 | 8.5667e-05 | 0.048499 | -0.12459 | 166.2754 | -142.7793 | 37.1648 | -13.7246 | 37.2207 | -142.8352 | 0.90039 | 0.58979 | 0.52686 | 0.90057 | 0.4983 | 0.46105 | 0.03036 | -146.0149 | 141.33 | 0.037449 | -160.6035 | 159.0437
Line6_7_8 | 0 | 1.3858 | 1.3858 | 0 | 1.3858 | 1.3858 | 0 | 0.32004 | 0.32004 | 0 | 0.32004 | 0.32004 | 5.6089e-12 | 0.15199 | -0.078244 | -5.6089e-12 | -0.11512 | 0.11512 | -5.8272e-12 | -0.048281 | 0.1251 | 5.8272e-12 | 0.08669 | -0.08669 | 0 | -142.9803 | 37.0197 | 0 | 37.0197 | -142.9803 | 0.90057 | 0.4983 | 0.46105 | 0.90057 | 0.45028 | 0.45028 | 0.037449 | -160.6035 | 159.0437 | 0.037449 | -179.9626 | -179.9626
Line7_8_9 | 0 | 0 | 0 | 0 | 0 | 0 | 0 | 0 | 0 | 0 | 0 | 0 | 1.8697e-12 | -3.736e-13 | 1.3085e-12 | -1.8698e-12 | 3.7367e-13 | -1.3084e-12 | -1.9424e-12 | 1.2864e-09 | -1.2873e-09 | 1.9424e-12 | -1.2864e-09 | 1.2873e-09 | 0 | 0 | 0 | 0 | 0 | 0 | 0.90057 | 0.45028 | 0.45028 | 0.90057 | 0.45028 | 0.45028 | 0.037449 | -179.9626 | -179.9626 | 0.037449 | -179.9626 | -179.9626
Line8_8_10 | 0 | 0 | 0 | 0 | 0 | 0 | 0 | 0 | 0 | 0 | 0 | 0 | 1.8698e-12 | -3.7383e-13 | 1.3085e-12 | -1.8698e-12 | 3.7373e-13 | -1.3084e-12 | -1.9423e-12 | 1.2864e-09 | -1.2873e-09 | 1.9423e-12 | -1.2864e-09 | 1.2873e-09 | 0 | 0 | 0 | 0 | 0 | 0 | 0.90057 | 0.45028 | 0.45028 | 0.90057 | 0.45028 | 0.45028 | 0.037449 | -179.9626 | -179.9626 | 0.037449 | -179.9626 | -179.9626
Line9_3_11 | 0.00039829 | 0.0023659 | 0.0020026 | 0.00039829 | 0.0023659 | 0.0020026 | 9.1981e-05 | 0.00054638 | 0.00046249 | 9.1981e-05 | 0.00054638 | 0.00046249 | -7.8992e-05 | -0.00045118 | -8.6713e-05 | 7.8995e-05 | 0.00045129 | 8.679e-05 | 2.4785e-05 | -9.3628e-05 | -0.0003389 | -2.4782e-05 | 9.374e-05 | 0.00033898 | -162.5608 | 39.5933 | -136.1056 | 17.4392 | -140.4067 | 43.8944 | 0.90006 | 0.84337 | 0.75638 | 0.90008 | 0.8436 | 0.75659 | 0.0189 | -128.6833 | 119.5423 | 0.021626 | -128.6724 | 119.5333

## LL_min_fault_6
name | pf_ikss_a_from_ka | pf_ikss_b_from_ka | pf_ikss_c_from_ka | pf_ikss_a_to_ka | pf_ikss_b_to_ka | pf_ikss_c_to_ka | pf_skss_a_from_mw | pf_skss_b_from_mw | pf_skss_c_from_mw | pf_skss_a_to_mw | pf_skss_b_to_mw | pf_skss_c_to_mw | pf_p_a_from_mw | pf_p_b_from_mw | pf_p_c_from_mw | pf_p_a_to_mw | pf_p_b_to_mw | pf_p_c_to_mw | pf_q_a_from_mvar | pf_q_b_from_mvar | pf_q_c_from_mvar | pf_q_a_to_mvar | pf_q_b_to_mvar | pf_q_c_to_mvar | pf_ikss_a_from_degree | pf_ikss_b_from_degree | pf_ikss_c_from_degree | pf_ikss_a_to_degree | pf_ikss_b_to_degree | pf_ikss_c_to_degree | pf_vm_a_from_pu | pf_vm_b_from_pu | pf_vm_c_from_pu | pf_vm_a_to_pu | pf_vm_b_to_pu | pf_vm_c_to_pu | pf_va_a_from_degree | pf_va_b_from_degree | pf_va_c_from_degree | pf_va_a_to_degree | pf_va_b_to_degree | pf_va_c_to_degree
Line0_1_2 | 6.4788e-05 | 0.051518 | 0.051558 | 6.4788e-05 | 0.051518 | 0.051558 | 1.4962e-05 | 0.011897 | 0.011907 | 1.4962e-05 | 0.011897 | 0.011907 | -1.4135e-05 | 0.010908 | 0.0028962 | 1.4136e-05 | -0.010857 | -0.0028451 | -1.4924e-06 | 0.002877 | 0.010869 | 1.4925e-06 | -0.0028239 | -0.010816 | 173.9737 | -135.081 | 44.8631 | -6.0263 | 44.919 | -135.1369 | 0.95 | 0.94818 | 0.9447 | 0.95001 | 0.94291 | 0.93928 | 0.00058015 | -120.3057 | 119.943 | 0.00088256 | -120.5015 | 120.1255
Line10_11_12 | 1.4903e-05 | 8.8525e-05 | 7.4933e-05 | 1.4903e-05 | 8.8525e-05 | 7.4933e-05 | 3.4417e-06 | 2.0444e-05 | 1.7305e-05 | 3.4417e-06 | 2.0444e-05 | 1.7305e-05 | -2.96e-06 | -1.8932e-05 | -6.0315e-06 | 2.96e-06 | 1.8933e-05 | 6.0316e-06 | 1.3889e-06 | -4.1638e-06 | -1.5195e-05 | -1.3889e-06 | 4.1639e-06 | 1.5195e-05 | -154.8624 | 47.2916 | -128.4073 | 25.1376 | -132.7084 | 51.5927 | 0.95 | 0.9482 | 0.94471 | 0.95 | 0.94821 | 0.94472 | 0.00078457 | -120.305 | 119.9425 | 0.00088678 | -120.3047 | 119.9423
Line11_12_13 | 1.4903e-05 | 8.8525e-05 | 7.4933e-05 | 1.4903e-05 | 8.8525e-05 | 7.4933e-05 | 3.4417e-06 | 2.0444e-05 | 1.7305e-05 | 3.4417e-06 | 2.0444e-05 | 1.7305e-05 | -2.96e-06 | -1.8933e-05 | -6.0316e-06 | 2.96e-06 | 1.8933e-05 | 6.0317e-06 | 1.3889e-06 | -4.1639e-06 | -1.5195e-05 | -1.3889e-06 | 4.1641e-06 | 1.5195e-05 | -154.8624 | 47.2915 | -128.4073 | 25.1376 | -132.7085 | 51.5927 | 0.95 | 0.94821 | 0.94472 | 0.95 | 0.94822 | 0.94473 | 0.00088678 | -120.3047 | 119.9423 | 0.00098899 | -120.3043 | 119.9421
Line12_13_15 | 0 | 0 | 0 | 0 | 0 | 0 | 0 | 0 | 0 | 0 | 0 | 0 | 2.5994e-14 | -1.843e-11 | -5.4767e-11 | -2.5994e-14 | 1.843e-11 | 5.4767e-11 | -1.7136e-13 | 5.2626e-11 | 9.972e-12 | 1.7136e-13 | -5.2626e-11 | -9.972e-12 | 0 | 0 | 0 | 0 | 0 | 0 | 0.95 | 0.94822 | 0.94473 | 0.95 | 0.94822 | 0.94473 | 0.00098899 | -120.3043 | 119.9421 | 0.00098899 | -120.3043 | 119.9421
Line13_13_14 | 1.4903e-05 | 8.8525e-05 | 7.4933e-05 | 1.4903e-05 | 8.8525e-05 | 7.4933e-05 | 3.4417e-06 | 2.0444e-05 | 1.7305e-05 | 3.4417e-06 | 2.0444e-05 | 1.7305e-05 | -2.96e-06 | -1.8933e-05 | -6.0316e-06 | 2.96e-06 | 1.8933e-05 | 6.0317e-06 | 1.3889e-06 | -4.1642e-06 | -1.5195e-05 | -1.3889e-06 | 4.1643e-06 | 1.5195e-05 | -154.8624 | 47.2913 | -128.4076 | 25.1376 | -132.7087 | 51.5924 | 0.95 | 0.94822 | 0.94473 | 0.95 | 0.94823 | 0.94474 | 0.00098899 | -120.3043 | 119.9421 | 0.0010912 | -120.3039 | 119.9419
Line14_15_16 | 0 | 0 | 0 | 0 | 0 | 0 | 0 | 0 | 0 | 0 | 0 | 0 | 1.7328e-14 | -1.2286e-11 | -3.6511e-11 | -1.7329e-14 | 1.2286e-11 | 3.6511e-11 | -1.1424e-13 | 3.5084e-11 | 6.648e-12 | 1.1424e-13 | -3.5084e-11 | -6.648e-12 | 0 | 0 | 0 | 0 | 0 | 0 | 0.95 | 0.94822 | 0.94473 | 0.95 | 0.94822 | 0.94473 | 0.00098899 | -120.3043 | 119.9421 | 0.00098899 | -120.3043 | 119.9421
Line15_16_17 | 0 | 0 | 0 | 0 | 0 | 0 | 0 | 0 | 0 | 0 | 0 | 0 | 8.6647e-15 | -6.1432e-12 | -1.8256e-11 | -8.6647e-15 | 6.1432e-12 | 1.8256e-11 | -5.712e-14 | 1.7542e-11 | 3.324e-12 | 5.712e-14 | -1.7542e-11 | -3.324e-12 | 0 | 0 | 0 | 0 | 0 | 0 | 0.95 | 0.94822 | 0.94473 | 0.95 | 0.94822 | 0.94473 | 0.00098899 | -120.3043 | 119.9421 | 0.00098899 | -120.3043 | 119.9421
Line16_4_18 | 0 | 0 | 0 | 0 | 0 | 0 | 0 | 0 | 0 | 0 | 0 | 0 | 2.7459e-15 | -6.2345e-12 | -1.8342e-11 | -2.7458e-15 | 6.2345e-12 | 1.8342e-11 | -3.9464e-14 | 1.7603e-11 | 3.2886e-12 | 3.9464e-14 | -1.7603e-11 | -3.2886e-12 | 0 | 0 | 0 | 0 | 0 | 0 | 0.95 | 0.94819 | 0.9447 | 0.95 | 0.94819 | 0.9447 | 0.0006833 | -120.3054 | 119.9427 | 0.0006833 | -120.3054 | 119.9427
Line17_5_19 | 0 | 0 | 0 | 0 | 0 | 0 | 0 | 0 | 0 | 0 | 0 | 0 | 6.7361e-16 | -6.2654e-12 | -1.837e-11 | -6.7375e-16 | 6.2654e-12 | 1.837e-11 | -3.3506e-14 | 1.7624e-11 | 3.2766e-12 | 3.3506e-14 | -1.7624e-11 | -3.2766e-12 | 0 | 0 | 0 | 0 | 0 | 0 | 0.95 | 0.94818 | 0.9447 | 0.95 | 0.94818 | 0.9447 | 0.00058015 | -120.3057 | 119.943 | 0.00058015 | -120.3057 | 119.943
Line1_1_3 | 1.4903e-05 | 8.8525e-05 | 7.4933e-05 | 1.4903e-05 | 8.8525e-05 | 7.4933e-05 | 3.4417e-06 | 2.0444e-05 | 1.7305e-05 | 3.4417e-06 | 2.0444e-05 | 1.7305e-05 | -2.96e-06 | -1.8932e-05 | -6.0313e-06 | 2.96e-06 | 1.8932e-05 | 6.0314e-06 | 1.3889e-06 | -4.1634e-06 | -1.5195e-05 | -1.3889e-06 | 4.1636e-06 | 1.5195e-05 | -154.8624 | 47.2917 | -128.4071 | 25.1376 | -132.7083 | 51.5929 | 0.95 | 0.94818 | 0.9447 | 0.95 | 0.94819 | 0.9447 | 0.00058015 | -120.3057 | 119.943 | 0.00068236 | -120.3054 | 119.9427
Line2_1_4 | 1.5084e-05 | 8.9085e-05 | 7.5356e-05 | 1.5084e-05 | 8.9085e-05 | 7.5356e-05 | 3.4834e-06 | 2.0573e-05 | 1.7403e-05 | 3.4834e-06 | 2.0573e-05 | 1.7403e-05 | -3.0075e-06 | -1.9033e-05 | -6.0146e-06 | 3.0075e-06 | 1.9033e-05 | 6.0147e-06 | 1.3805e-06 | -4.2759e-06 | -1.5301e-05 | -1.3805e-06 | 4.2761e-06 | 1.5301e-05 | -155.3431 | 47.0324 | -128.5976 | 24.6569 | -132.9676 | 51.4024 | 0.95 | 0.94818 | 0.9447 | 0.95 | 0.94819 | 0.9447 | 0.00058015 | -120.3057 | 119.943 | 0.0006833 | -120.3054 | 119.9427
Line3_1_5 | 0 | 0 | 0 | 0 | 0 | 0 | 0 | 0 | 0 | 0 | 0 | 0 | 1.3484e-15 | -1.2531e-11 | -3.6741e-11 | -1.3483e-15 | 1.2531e-11 | 3.6741e-11 | -6.7014e-14 | 3.5247e-11 | 6.5531e-12 | 6.7014e-14 | -3.5247e-11 | -6.5531e-12 | 0 | 0 | 0 | 0 | 0 | 0 | 0.95 | 0.94818 | 0.9447 | 0.95 | 0.94818 | 0.9447 | 0.00058015 | -120.3057 | 119.943 | 0.00058015 | -120.3057 | 119.943
Line4_2_6 | 6.4788e-05 | 0.051518 | 0.051558 | 6.4788e-05 | 0.051518 | 0.051558 | 1.4962e-05 | 0.011897 | 0.011907 | 1.4962e-05 | 0.011897 | 0.011907 | -1.4136e-05 | 0.010857 | 0.0028451 | 1.4136e-05 | -0.010806 | -0.0027941 | -1.4925e-06 | 0.0028239 | 0.010816 | 1.4926e-06 | -0.0027708 | -0.010763 | 173.9737 | -135.081 | 44.8631 | -6.0263 | 44.919 | -135.1369 | 0.95001 | 0.94291 | 0.93928 | 0.95001 | 0.93765 | 0.93388 | 0.00088256 | -120.5015 | 120.1255 | 0.001185 | -120.6995 | 120.3101
Line5_6_7 | 6.4788e-05 | 0.051518 | 0.051558 | 6.4788e-05 | 0.051518 | 0.051558 | 1.4962e-05 | 0.011897 | 0.011907 | 1.4962e-05 | 0.011897 | 0.011907 | -1.4136e-05 | 0.010806 | 0.0027941 | 1.4136e-05 | -0.010755 | -0.0027431 | -1.4926e-06 | 0.0027708 | 0.010763 | 1.4926e-06 | -0.0027177 | -0.01071 | 173.9737 | -135.081 | 44.8631 | -6.0263 | 44.919 | -135.1369 | 0.95001 | 0.93765 | 0.93388 | 0.95002 | 0.9324 | 0.92848 | 0.001185 | -120.6995 | 120.3101 | 0.0014874 | -120.8997 | 120.4969
Line6_7_8 | 0 | 0.051853 | 0.051853 | 0 | 0.051853 | 0.051853 | 0 | 0.011975 | 0.011975 | 0 | 0.011975 | 0.011975 | 1.8843e-13 | 0.010815 | 0.0027314 | -1.8843e-13 | -0.010764 | -0.0026798 | -2.5771e-13 | 0.0027734 | 0.010778 | 2.5771e-13 | -0.0027196 | -0.010724 | 0 | -135.282 | 44.718 | 0 | 44.718 | -135.282 | 0.95002 | 0.9324 | 0.92848 | 0.95002 | 0.92711 | 0.92308 | 0.0014874 | -120.8997 | 120.4969 | 0.0014874 | -121.1023 | 120.6878
Line7_8_9 | 0 | 0 | 0 | 0 | 0 | 0 | 0 | 0 | 0 | 0 | 0 | 0 | 6.2816e-14 | -7.7211e-11 | -9.0889e-11 | -6.2814e-14 | 7.7211e-11 | 9.0889e-11 | -8.5904e-14 | 6.2127e-11 | -3.8599e-11 | 8.5906e-14 | -6.2127e-11 | 3.8599e-11 | 0 | 0 | 0 | 0 | 0 | 0 | 0.95002 | 0.92711 | 0.92308 | 0.95002 | 0.92711 | 0.92308 | 0.0014874 | -121.1023 | 120.6878 | 0.0014874 | -121.1023 | 120.6878
Line8_8_10 | 0 | 0 | 0 | 0 | 0 | 0 | 0 | 0 | 0 | 0 | 0 | 0 | 6.2816e-14 | -7.7211e-11 | -9.0889e-11 | -6.2816e-14 | 7.7211e-11 | 9.0889e-11 | -8.5904e-14 | 6.2127e-11 | -3.8599e-11 | 8.5904e-14 | -6.2127e-11 | 3.8599e-11 | 0 | 0 | 0 | 0 | 0 | 0 | 0.95002 | 0.92711 | 0.92308 | 0.95002 | 0.92711 | 0.92308 | 0.0014874 | -121.1023 | 120.6878 | 0.0014874 | -121.1023 | 120.6878
Line9_3_11 | 1.4903e-05 | 8.8525e-05 | 7.4933e-05 | 1.4903e-05 | 8.8525e-05 | 7.4933e-05 | 3.4417e-06 | 2.0444e-05 | 1.7305e-05 | 3.4417e-06 | 2.0444e-05 | 1.7305e-05 | -2.96e-06 | -1.8932e-05 | -6.0314e-06 | 2.96e-06 | 1.8932e-05 | 6.0315e-06 | 1.3889e-06 | -4.1636e-06 | -1.5195e-05 | -1.3889e-06 | 4.1637e-06 | 1.5195e-05 | -154.8624 | 47.2916 | -128.4072 | 25.1376 | -132.7084 | 51.5928 | 0.95 | 0.94819 | 0.9447 | 0.95 | 0.9482 | 0.94471 | 0.00068236 | -120.3054 | 119.9427 | 0.00078457 | -120.305 | 119.9425

## LL_min_fault_10
name | pf_ikss_a_from_ka | pf_ikss_b_from_ka | pf_ikss_c_from_ka | pf_ikss_a_to_ka | pf_ikss_b_to_ka | pf_ikss_c_to_ka | pf_skss_a_from_mw | pf_skss_b_from_mw | pf_skss_c_from_mw | pf_skss_a_to_mw | pf_skss_b_to_mw | pf_skss_c_to_mw | pf_p_a_from_mw | pf_p_b_from_mw | pf_p_c_from_mw | pf_p_a_to_mw | pf_p_b_to_mw | pf_p_c_to_mw | pf_q_a_from_mvar | pf_q_b_from_mvar | pf_q_c_from_mvar | pf_q_a_to_mvar | pf_q_b_to_mvar | pf_q_c_to_mvar | pf_ikss_a_from_degree | pf_ikss_b_from_degree | pf_ikss_c_from_degree | pf_ikss_a_to_degree | pf_ikss_b_to_degree | pf_ikss_c_to_degree | pf_vm_a_from_pu | pf_vm_b_from_pu | pf_vm_c_from_pu | pf_vm_a_to_pu | pf_vm_b_to_pu | pf_vm_c_to_pu | pf_va_a_from_degree | pf_va_b_from_degree | pf_va_c_from_degree | pf_va_a_to_degree | pf_va_b_to_degree | pf_va_c_to_degree
Line0_1_2 | 6.1378e-05 | 0.048806 | 0.048845 | 6.1378e-05 | 0.048806 | 0.048845 | 1.4175e-05 | 0.011271 | 0.01128 | 1.4175e-05 | 0.011271 | 0.01128 | -1.2687e-05 | 0.00979 | 0.0025993 | 1.2687e-05 | -0.0097443 | -0.0025535 | -1.3394e-06 | 0.0025821 | 0.0097552 | 1.3395e-06 | -0.0025345 | -0.0097075 | 173.9737 | -135.081 | 44.8631 | -6.0263 | 44.919 | -135.1369 | 0.9 | 0.89828 | 0.89498 | 0.90001 | 0.89328 | 0.88985 | 0.00058015 | -120.3057 | 119.943 | 0.00088256 | -120.5015 | 120.1255
Line10_11_12 | 1.4119e-05 | 8.3865e-05 | 7.0989e-05 | 1.4119e-05 | 8.3865e-05 | 7.0989e-05 | 3.2605e-06 | 1.9368e-05 | 1.6394e-05 | 3.2605e-06 | 1.9368e-05 | 1.6394e-05 | -2.6566e-06 | -1.6992e-05 | -5.4133e-06 | 2.6566e-06 | 1.6992e-05 | 5.4134e-06 | 1.2465e-06 | -3.737e-06 | -1.3638e-05 | -1.2465e-06 | 3.7371e-06 | 1.3638e-05 | -154.8624 | 47.2916 | -128.4073 | 25.1376 | -132.7084 | 51.5927 | 0.9 | 0.8983 | 0.89499 | 0.9 | 0.89831 | 0.895 | 0.00078457 | -120.305 | 119.9425 | 0.00088678 | -120.3047 | 119.9423
Line11_12_13 | 1.4119e-05 | 8.3865e-05 | 7.0989e-05 | 1.4119e-05 | 8.3865e-05 | 7.0989e-05 | 3.2605e-06 | 1.9368e-05 | 1.6394e-05 | 3.2605e-06 | 1.9368e-05 | 1.6394e-05 | -2.6566e-06 | -1.6992e-05 | -5.4134e-06 | 2.6566e-06 | 1.6992e-05 | 5.4135e-06 | 1.2465e-06 | -3.7372e-06 | -1.3638e-05 | -1.2465e-06 | 3.7373e-06 | 1.3638e-05 | -154.8624 | 47.2915 | -128.4073 | 25.1376 | -132.7085 | 51.5927 | 0.9 | 0.89831 | 0.895 | 0.9 | 0.89831 | 0.89501 | 0.00088678 | -120.3047 | 119.9423 | 0.00098899 | -120.3043 | 119.9421
Line12_13_15 | 0 | 0 | 0 | 0 | 0 | 0 | 0 | 0 | 0 | 0 | 0 | 0 | 2.333e-14 | -1.6541e-11 | -4.9154e-11 | -2.333e-14 | 1.6541e-11 | 4.9154e-11 | -1.538e-13 | 4.7232e-11 | 8.9499e-12 | 1.538e-13 | -4.7232e-11 | -8.9499e-12 | 0 | 0 | 0 | 0 | 0 | 0 | 0.9 | 0.89831 | 0.89501 | 0.9 | 0.89831 | 0.89501 | 0.00098899 | -120.3043 | 119.9421 | 0.00098899 | -120.3043 | 119.9421
Line13_13_14 | 1.4119e-05 | 8.3865e-05 | 7.0989e-05 | 1.4119e-05 | 8.3865e-05 | 7.0989e-05 | 3.2605e-06 | 1.9368e-05 | 1.6394e-05 | 3.2605e-06 | 1.9368e-05 | 1.6394e-05 | -2.6566e-06 | -1.6992e-05 | -5.4134e-06 | 2.6566e-06 | 1.6992e-05 | 5.4135e-06 | 1.2465e-06 | -3.7374e-06 | -1.3638e-05 | -1.2465e-06 | 3.7375e-06 | 1.3638e-05 | -154.8624 | 47.2913 | -128.4076 | 25.1376 | -132.7087 | 51.5924 | 0.9 | 0.89831 | 0.89501 | 0.9 | 0.89832 | 0.89501 | 0.00098899 | -120.3043 | 119.9421 | 0.0010912 | -120.3039 | 119.9419
Line14_15_16 | 0 | 0 | 0 | 0 | 0 | 0 | 0 | 0 | 0 | 0 | 0 | 0 | 1.5553e-14 | -1.1027e-11 | -3.2769e-11 | -1.5553e-14 | 1.1027e-11 | 3.2769e-11 | -1.0253e-13 | 3.1488e-11 | 5.9666e-12 | 1.0253e-13 | -3.1488e-11 | -5.9666e-12 | 0 | 0 | 0 | 0 | 0 | 0 | 0.9 | 0.89831 | 0.89501 | 0.9 | 0.89831 | 0.89501 | 0.00098899 | -120.3043 | 119.9421 | 0.00098899 | -120.3043 | 119.9421
Line15_16_17 | 0 | 0 | 0 | 0 | 0 | 0 | 0 | 0 | 0 | 0 | 0 | 0 | 7.776e-15 | -5.5135e-12 | -1.6385e-11 | -7.7763e-15 | 5.5135e-12 | 1.6385e-11 | -5.1265e-14 | 1.5744e-11 | 2.9833e-12 | 5.1265e-14 | -1.5744e-11 | -2.9833e-12 | 0 | 0 | 0 | 0 | 0 | 0 | 0.9 | 0.89831 | 0.89501 | 0.9 | 0.89831 | 0.89501 | 0.00098899 | -120.3043 | 119.9421 | 0.00098899 | -120.3043 | 119.9421
Line16_4_18 | 0 | 0 | 0 | 0 | 0 | 0 | 0 | 0 | 0 | 0 | 0 | 0 | 2.4649e-15 | -5.5955e-12 | -1.6462e-11 | -2.4645e-15 | 5.5955e-12 | 1.6462e-11 | -3.542e-14 | 1.5799e-11 | 2.9515e-12 | 3.542e-14 | -1.5799e-11 | -2.9515e-12 | 0 | 0 | 0 | 0 | 0 | 0 | 0.9 | 0.89829 | 0.89498 | 0.9 | 0.89829 | 0.89498 | 0.0006833 | -120.3054 | 119.9427 | 0.0006833 | -120.3054 | 119.9427
Line17_5_19 | 0 | 0 | 0 | 0 | 0 | 0 | 0 | 0 | 0 | 0 | 0 | 0 | 6.0548e-16 | -5.6232e-12 | -1.6488e-11 | -6.0555e-16 | 5.6232e-12 | 1.6488e-11 | -3.0073e-14 | 1.5817e-11 | 2.9407e-12 | 3.0072e-14 | -1.5817e-11 | -2.9407e-12 | 0 | 0 | 0 | 0 | 0 | 0 | 0.9 | 0.89828 | 0.89498 | 0.9 | 0.89828 | 0.89498 | 0.00058015 | -120.3057 | 119.943 | 0.00058015 | -120.3057 | 119.943
Line1_1_3 | 1.4119e-05 | 8.3865e-05 | 7.0989e-05 | 1.4119e-05 | 8.3865e-05 | 7.0989e-05 | 3.2605e-06 | 1.9368e-05 | 1.6394e-05 | 3.2605e-06 | 1.9368e-05 | 1.6394e-05 | -2.6566e-06 | -1.6992e-05 | -5.4132e-06 | 2.6566e-06 | 1.6992e-05 | 5.4133e-06 | 1.2465e-06 | -3.7367e-06 | -1.3637e-05 | -1.2465e-06 | 3.7368e-06 | 1.3637e-05 | -154.8624 | 47.2917 | -128.4071 | 25.1376 | -132.7083 | 51.5929 | 0.9 | 0.89828 | 0.89498 | 0.9 | 0.89829 | 0.89498 | 0.00058015 | -120.3057 | 119.943 | 0.00068236 | -120.3054 | 119.9427
Line2_1_4 | 1.429e-05 | 8.4397e-05 | 7.139e-05 | 1.429e-05 | 8.4397e-05 | 7.139e-05 | 3.3001e-06 | 1.9491e-05 | 1.6487e-05 | 3.3001e-06 | 1.9491e-05 | 1.6487e-05 | -2.6993e-06 | -1.7082e-05 | -5.3981e-06 | 2.6993e-06 | 1.7082e-05 | 5.3982e-06 | 1.239e-06 | -3.8377e-06 | -1.3732e-05 | -1.239e-06 | 3.8378e-06 | 1.3733e-05 | -155.3431 | 47.0324 | -128.5976 | 24.6569 | -132.9676 | 51.4024 | 0.9 | 0.89828 | 0.89498 | 0.9 | 0.89829 | 0.89498 | 0.00058015 | -120.3057 | 119.943 | 0.0006833 | -120.3054 | 119.9427
Line3_1_5 | 0 | 0 | 0 | 0 | 0 | 0 | 0 | 0 | 0 | 0 | 0 | 0 | 1.2104e-15 | -1.1246e-11 | -3.2975e-11 | -1.2102e-15 | 1.1246e-11 | 3.2975e-11 | -6.0145e-14 | 3.1634e-11 | 5.8815e-12 | 6.0145e-14 | -3.1634e-11 | -5.8815e-12 | 0 | 0 | 0 | 0 | 0 | 0 | 0.9 | 0.89828 | 0.89498 | 0.9 | 0.89828 | 0.89498 | 0.00058015 | -120.3057 | 119.943 | 0.00058015 | -120.3057 | 119.943
Line4_2_6 | 6.1378e-05 | 0.048806 | 0.048845 | 6.1378e-05 | 0.048806 | 0.048845 | 1.4175e-05 | 0.011271 | 0.01128 | 1.4175e-05 | 0.011271 | 0.01128 | -1.2687e-05 | 0.0097443 | 0.0025535 | 1.2687e-05 | -0.0096985 | -0.0025077 | -1.3395e-06 | 0.0025345 | 0.0097075 | 1.3396e-06 | -0.0024868 | -0.0096597 | 173.9737 | -135.081 | 44.8631 | -6.0263 | 44.919 | -135.1369 | 0.90001 | 0.89328 | 0.88985 | 0.90001 | 0.8883 | 0.88473 | 0.00088256 | -120.5015 | 120.1255 | 0.001185 | -120.6995 | 120.3101
Line5_6_7 | 6.1378e-05 | 0.048806 | 0.048845 | 6.1378e-05 | 0.048806 | 0.048845 | 1.4175e-05 | 0.011271 | 0.01128 | 1.4175e-05 | 0.011271 | 0.01128 | -1.2687e-05 | 0.0096985 | 0.0025077 | 1.2687e-05 | -0.0096528 | -0.0024619 | -1.3396e-06 | 0.0024868 | 0.0096597 | 1.3397e-06 | -0.0024392 | -0.009612 | 173.9737 | -135.081 | 44.8631 | -6.0263 | 44.919 | -135.1369 | 0.90001 | 0.8883 | 0.88473 | 0.90002 | 0.88332 | 0.87962 | 0.001185 | -120.6995 | 120.3101 | 0.0014874 | -120.8997 | 120.4969
Line6_7_8 | 0 | 0.049124 | 0.049124 | 0 | 0.049124 | 0.049124 | 0 | 0.011345 | 0.011345 | 0 | 0.011345 | 0.011345 | 1.6912e-13 | 0.0097069 | 0.0024515 | -1.6912e-13 | -0.0096606 | -0.0024051 | -2.313e-13 | 0.0024891 | 0.0096732 | 2.313e-13 | -0.0024409 | -0.0096249 | 0 | -135.282 | 44.718 | 0 | 44.718 | -135.282 | 0.90002 | 0.88332 | 0.87962 | 0.90002 | 0.87832 | 0.87449 | 0.0014874 | -120.8997 | 120.4969 | 0.0014874 | -121.1023 | 120.6878
Line7_8_9 | 0 | 0 | 0 | 0 | 0 | 0 | 0 | 0 | 0 | 0 | 0 | 0 | 5.6364e-14 | -6.9297e-11 | -8.1574e-11 | -5.637e-14 | 6.9297e-11 | 8.1574e-11 | -7.7097e-14 | 5.5759e-11 | -3.4643e-11 | 7.7095e-14 | -5.5759e-11 | 3.4643e-11 | 0 | 0 | 0 | 0 | 0 | 0 | 0.90002 | 0.87832 | 0.87449 | 0.90002 | 0.87832 | 0.87449 | 0.0014874 | -121.1023 | 120.6878 | 0.0014874 | -121.1023 | 120.6878
Line8_8_10 | 0 | 0 | 0 | 0 | 0 | 0 | 0 | 0 | 0 | 0 | 0 | 0 | 5.6368e-14 | -6.9297e-11 | -8.1574e-11 | -5.6373e-14 | 6.9297e-11 | 8.1574e-11 | -7.7097e-14 | 5.5759e-11 | -3.4643e-11 | 7.7097e-14 | -5.5759e-11 | 3.4643e-11 | 0 | 0 | 0 | 0 | 0 | 0 | 0.90002 | 0.87832 | 0.87449 | 0.90002 | 0.87832 | 0.87449 | 0.0014874 | -121.1023 | 120.6878 | 0.0014874 | -121.1023 | 120.6878
Line9_3_11 | 1.4119e-05 | 8.3865e-05 | 7.0989e-05 | 1.4119e-05 | 8.3865e-05 | 7.0989e-05 | 3.2605e-06 | 1.9368e-05 | 1.6394e-05 | 3.2605e-06 | 1.9368e-05 | 1.6394e-05 | -2.6566e-06 | -1.6992e-05 | -5.4132e-06 | 2.6566e-06 | 1.6992e-05 | 5.4133e-06 | 1.2465e-06 | -3.7368e-06 | -1.3637e-05 | -1.2465e-06 | 3.737e-06 | 1.3638e-05 | -154.8624 | 47.2916 | -128.4072 | 25.1376 | -132.7084 | 51.5928 | 0.9 | 0.89829 | 0.89498 | 0.9 | 0.8983 | 0.89499 | 0.00068236 | -120.3054 | 119.9427 | 0.00078457 | -120.305 | 119.9425

## LG_max_6
name | pf_ikss_a_from_ka | pf_ikss_b_from_ka | pf_ikss_c_from_ka | pf_ikss_a_to_ka | pf_ikss_b_to_ka | pf_ikss_c_to_ka | pf_skss_a_from_mw | pf_skss_b_from_mw | pf_skss_c_from_mw | pf_skss_a_to_mw | pf_skss_b_to_mw | pf_skss_c_to_mw | pf_p_a_from_mw | pf_p_b_from_mw | pf_p_c_from_mw | pf_p_a_to_mw | pf_p_b_to_mw | pf_p_c_to_mw | pf_q_a_from_mvar | pf_q_b_from_mvar | pf_q_c_from_mvar | pf_q_a_to_mvar | pf_q_b_to_mvar | pf_q_c_to_mvar | pf_ikss_a_from_degree | pf_ikss_b_from_degree | pf_ikss_c_from_degree | pf_ikss_a_to_degree | pf_ikss_b_to_degree | pf_ikss_c_to_degree | 3xI0 | pf_vm_a_from_pu | pf_vm_b_from_pu | pf_vm_c_from_pu | pf_vm_a_to_pu | pf_vm_b_to_pu | pf_vm_c_to_pu | pf_va_a_from_degree | pf_va_b_from_degree | pf_va_c_from_degree | pf_va_a_to_degree | pf_va_b_to_degree | pf_va_c_to_degree
Line0_1_2 | 1.9818 | 0.24876 | 0.16105 | 1.9818 | 0.24876 | 0.16105 | 0.45768 | 0.057448 | 0.037193 | 0.45768 | 0.057448 | 0.037193 | 0.15571 | -0.066069 | 0.038452 | -0.12169 | 0.066396 | -0.037261 | 0.29676 | 0.02214 | -0.017623 | -0.22932 | -0.019387 | 0.018505 | -70.1648 | 73.6307 | 153.2103 | 109.8352 | -106.3693 | -26.7897 |  | 0.73223 | 1.2129 | 1.1373 | 0.56722 | 1.204 | 1.1186 | -7.8504 | -124.8953 | 128.5872 | -8.1173 | -122.6464 | 126.8001
Line10_11_12 | 0.42473 | 0.14879 | 0.21709 | 0.42473 | 0.14879 | 0.21709 | 0.098088 | 0.034361 | 0.050134 | 0.098088 | 0.034361 | 0.050134 | -0.034906 | -0.036344 | 0.0555 | 0.03627 | 0.036574 | -0.055523 | -0.069236 | 0.021138 | -0.014456 | 0.071749 | -0.021108 | 0.015054 | 108.7669 | 85.675 | 142.0353 | -71.2331 | -94.325 | -37.9647 |  | 0.79049 | 1.2236 | 1.144 | 0.81963 | 1.229 | 1.1475 | -7.9887 | -124.5074 | 127.4362 | -8.0504 | -124.316 | 126.8659
Line11_12_13 | 0.42473 | 0.14879 | 0.21709 | 0.42473 | 0.14879 | 0.21709 | 0.098088 | 0.034361 | 0.050134 | 0.098088 | 0.034361 | 0.050134 | -0.03627 | -0.036574 | 0.055523 | 0.037634 | 0.036804 | -0.055547 | -0.071749 | 0.021108 | -0.015054 | 0.074262 | -0.021079 | 0.015651 | 108.7669 | 85.675 | 142.0353 | -71.2331 | -94.325 | -37.9647 |  | 0.81963 | 1.229 | 1.1475 | 0.84877 | 1.2343 | 1.1511 | -8.0504 | -124.316 | 126.8659 | -8.1079 | -124.1262 | 126.2991
Line12_13_15 | 0 | 0 | 0 | 0 | 0 | 0 | 0 | 0 | 0 | 0 | 0 | 0 | 1.862e-08 | 3.5821e-08 | -5.2321e-08 | -1.182e-08 | -2.4727e-08 | 3.4427e-08 | 3.6807e-08 | -4.8234e-08 | -1.5311e-08 | -2.4999e-08 | 3.1814e-08 | 1.0694e-08 | 0 | 0 | 0 | 0 | 0 | 0 |  | 0.84877 | 1.2343 | 1.1511 | 0.84877 | 1.2343 | 1.1511 | -8.1079 | -124.1262 | 126.2991 | -8.1079 | -124.1262 | 126.2991
Line13_13_14 | 0.42473 | 0.14879 | 0.21709 | 0.42473 | 0.14879 | 0.21709 | 0.098088 | 0.034361 | 0.050134 | 0.098088 | 0.034361 | 0.050134 | -0.037634 | -0.036804 | 0.055547 | 0.038998 | 0.037034 | -0.055571 | -0.074262 | 0.021079 | -0.015651 | 0.076775 | -0.02105 | 0.016249 | 108.7669 | 85.6751 | 142.0353 | -71.2331 | -94.3249 | -37.9647 |  | 0.84877 | 1.2343 | 1.1511 | 0.87791 | 1.2397 | 1.1549 | -8.1079 | -124.1262 | 126.2991 | -8.1616 | -123.9381 | 125.736
Line14_15_16 | 0 | 0 | 0 | 0 | 0 | 0 | 0 | 0 | 0 | 0 | 0 | 0 | 1.2413e-08 | 2.3881e-08 | -3.4881e-08 | -5.6131e-09 | -1.2787e-08 | 1.6987e-08 | 2.4538e-08 | -3.2156e-08 | -1.0207e-08 | -1.273e-08 | 1.5736e-08 | 5.5899e-09 | 0 | 0 | 0 | 0 | 0 | 0 |  | 0.84877 | 1.2343 | 1.1511 | 0.84877 | 1.2343 | 1.1511 | -8.1079 | -124.1262 | 126.2991 | -8.1079 | -124.1262 | 126.2991
Line15_16_17 | 0 | 0 | 0 | 0 | 0 | 0 | 0 | 0 | 0 | 0 | 0 | 0 | 6.2067e-09 | 1.194e-08 | -1.744e-08 | 5.936e-10 | -8.4667e-10 | -4.5355e-10 | 1.2269e-08 | -1.6078e-08 | -5.1037e-09 | -4.6088e-10 | -3.4194e-10 | 4.8625e-10 | 0 | 0 | 0 | 0 | 0 | 0 |  | 0.84877 | 1.2343 | 1.1511 | 0.84877 | 1.2343 | 1.1511 | -8.1079 | -124.1262 | 126.2991 | -8.1079 | -124.1262 | 126.2991
Line16_4_18 | 0 | 0 | 0 | 0 | 0 | 0 | 0 | 0 | 0 | 0 | 0 | 0 | 5.6579e-09 | 1.4452e-08 | -1.9669e-08 | 7.6322e-10 | -7.806e-10 | -4.2417e-10 | 1.3249e-08 | -1.7852e-08 | -7.6812e-09 | -4.1581e-10 | -3.7921e-10 | 6.0458e-10 | 0 | 0 | 0 | 0 | 0 | 0 |  | 0.76886 | 1.2209 | 1.1414 | 0.76886 | 1.2209 | 1.1414 | -8.0751 | -124.6272 | 127.9081 | -8.0751 | -124.6272 | 127.9081
Line17_5_19 | 0 | 0 | 0 | 0 | 0 | 0 | 0 | 0 | 0 | 0 | 0 | 0 | 5.2372e-09 | 1.5583e-08 | -2.0492e-08 | 8.2675e-10 | -7.4161e-10 | -4.1294e-10 | 1.354e-08 | -1.8456e-08 | -8.9688e-09 | -3.8505e-10 | -3.9849e-10 | 6.5377e-10 | 0 | 0 | 0 | 0 | 0 | 0 |  | 0.73223 | 1.2129 | 1.1373 | 0.73223 | 1.2129 | 1.1373 | -7.8504 | -124.8953 | 128.5872 | -7.8504 | -124.8953 | 128.5872
Line1_1_3 | 0.42473 | 0.14879 | 0.21709 | 0.42473 | 0.14879 | 0.21709 | 0.098088 | 0.034361 | 0.050134 | 0.098088 | 0.034361 | 0.050134 | -0.032179 | -0.035884 | 0.055452 | 0.033542 | 0.036114 | -0.055476 | -0.06421 | 0.021197 | -0.01326 | 0.066723 | -0.021167 | 0.013858 | 108.7669 | 85.675 | 142.0354 | -71.2331 | -94.325 | -37.9646 |  | 0.73223 | 1.2129 | 1.1373 | 0.76136 | 1.2183 | 1.1406 | -7.8504 | -124.8953 | 128.5872 | -7.9222 | -124.7005 | 128.01
Line2_1_4 | 0.53239 | 0.1961 | 0.25458 | 0.53239 | 0.1961 | 0.25458 | 0.12295 | 0.045286 | 0.058792 | 0.12295 | 0.045286 | 0.058792 | -0.035396 | -0.050713 | 0.065704 | 0.037508 | 0.051147 | -0.06579 | -0.082776 | 0.021104 | -0.012385 | 0.086772 | -0.021005 | 0.013211 | 105.3017 | 77.6994 | 139.2623 | -74.6983 | -102.3005 | -40.7377 |  | 0.73223 | 1.2129 | 1.1373 | 0.76886 | 1.2209 | 1.1414 | -7.8504 | -124.8953 | 128.5872 | -8.0751 | -124.6272 | 127.9081
Line3_1_5 | 0 | 0 | 0 | 0 | 0 | 0 | 0 | 0 | 0 | 0 | 0 | 0 | 1.0474e-08 | 3.1166e-08 | -4.0984e-08 | -4.4104e-09 | -1.6324e-08 | 2.0079e-08 | 2.708e-08 | -3.6912e-08 | -1.7938e-08 | -1.3925e-08 | 1.8058e-08 | 9.6226e-09 | 0 | 0 | 0 | 0 | 0 | 0 |  | 0.73223 | 1.2129 | 1.1373 | 0.73223 | 1.2129 | 1.1373 | -7.8504 | -124.8953 | 128.5872 | -7.8504 | -124.8953 | 128.5872
Line4_2_6 | 1.9818 | 0.24876 | 0.16105 | 1.9818 | 0.24876 | 0.16105 | 0.45768 | 0.057448 | 0.037193 | 0.45768 | 0.057448 | 0.037193 | 0.12169 | -0.066396 | 0.037261 | -0.087667 | 0.066723 | -0.036071 | 0.22932 | 0.019387 | -0.018505 | -0.16188 | -0.016634 | 0.019387 | -70.1648 | 73.6307 | 153.2103 | 109.8352 | -106.3693 | -26.7897 |  | 0.56722 | 1.204 | 1.1186 | 0.40223 | 1.197 | 1.1011 | -8.1173 | -122.6464 | 126.8001 | -8.603 | -120.3676 | 124.9542
Line5_6_7 | 1.9818 | 0.24876 | 0.16105 | 1.9818 | 0.24876 | 0.16105 | 0.45768 | 0.057448 | 0.037193 | 0.45768 | 0.057448 | 0.037193 | 0.087667 | -0.066723 | 0.036071 | -0.053647 | 0.067051 | -0.034881 | 0.16188 | 0.016634 | -0.019387 | -0.094439 | -0.013881 | 0.020269 | -70.1648 | 73.6307 | 153.2103 | 109.8352 | -106.3693 | -26.7898 |  | 0.40223 | 1.197 | 1.1011 | 0.23731 | 1.1919 | 1.0847 | -8.603 | -120.3676 | 124.9542 | -9.764 | -118.0657 | 123.0506
Line6_7_8 | 2.9411 | 0 | 0 | 2.9411 | 0 | 0 | 0.67922 | 0 | 0 | 0.67922 | 0 | 0 | 0.072084 | 8.526e-08 | -8.688e-08 | -7.0165e-15 | -5.9807e-08 | 5.8078e-08 | 0.14417 | -6.4034e-08 | -3.9173e-08 | 6.6395e-14 | 4.0766e-08 | 2.4475e-08 | -73.199 | 0 | 0 | 106.801 | 0 | 0 |  | 0.23731 | 1.1919 | 1.0847 | 0 | 1.1779 | 1.053 | -9.764 | -118.0657 | 123.0506 | 0 | -115.8732 | 121.1559
Line7_8_9 | 0 | 0 | 0 | 0 | 0 | 0 | 0 | 0 | 0 | 0 | 0 | 0 | 1.0752e-21 | 2.9622e-08 | -2.9045e-08 | -9.0197e-18 | -5.64e-10 | -1.2442e-11 | -2.7008e-21 | -2.022e-08 | -1.2197e-08 | 8.2907e-18 | 3.2634e-10 | 8.1781e-11 | 0 | 0 | 0 | 0 | 0 | 0 |  | 0 | 1.1779 | 1.053 | 0 | 1.1779 | 1.053 | 0 | -115.8732 | 121.1559 | 0 | -115.8732 | 121.1559
Line8_8_10 | 0 | 0 | 0 | 0 | 0 | 0 | 0 | 0 | 0 | 0 | 0 | 0 | 1.0752e-21 | 2.9622e-08 | -2.9045e-08 | -9.0197e-18 | -5.64e-10 | -1.2442e-11 | -2.7008e-21 | -2.022e-08 | -1.2197e-08 | 8.2907e-18 | 3.2634e-10 | 8.1782e-11 | 0 | 0 | 0 | 0 | 0 | 0 |  | 0 | 1.1779 | 1.053 | 0 | 1.1779 | 1.053 | 0 | -115.8732 | 121.1559 | 0 | -115.8732 | 121.1559
Line9_3_11 | 0.42473 | 0.14879 | 0.21709 | 0.42473 | 0.14879 | 0.21709 | 0.098088 | 0.034361 | 0.050134 | 0.098088 | 0.034361 | 0.050134 | -0.033542 | -0.036114 | 0.055476 | 0.034906 | 0.036344 | -0.0555 | -0.066723 | 0.021167 | -0.013858 | 0.069236 | -0.021138 | 0.014456 | 108.7669 | 85.675 | 142.0353 | -71.2331 | -94.325 | -37.9647 |  | 0.76136 | 1.2183 | 1.1406 | 0.79049 | 1.2236 | 1.144 | -7.9222 | -124.7005 | 128.01 | -7.9887 | -124.5074 | 127.4362

## LG_max_10
name | pf_ikss_a_from_ka | pf_ikss_b_from_ka | pf_ikss_c_from_ka | pf_ikss_a_to_ka | pf_ikss_b_to_ka | pf_ikss_c_to_ka | pf_skss_a_from_mw | pf_skss_b_from_mw | pf_skss_c_from_mw | pf_skss_a_to_mw | pf_skss_b_to_mw | pf_skss_c_to_mw | pf_p_a_from_mw | pf_p_b_from_mw | pf_p_c_from_mw | pf_p_a_to_mw | pf_p_b_to_mw | pf_p_c_to_mw | pf_q_a_from_mvar | pf_q_b_from_mvar | pf_q_c_from_mvar | pf_q_a_to_mvar | pf_q_b_to_mvar | pf_q_c_to_mvar | pf_ikss_a_from_degree | pf_ikss_b_from_degree | pf_ikss_c_from_degree | pf_ikss_a_to_degree | pf_ikss_b_to_degree | pf_ikss_c_to_degree | 3xI0 | pf_vm_a_from_pu | pf_vm_b_from_pu | pf_vm_c_from_pu | pf_vm_a_to_pu | pf_vm_b_to_pu | pf_vm_c_to_pu | pf_va_a_from_degree | pf_va_b_from_degree | pf_va_c_from_degree | pf_va_a_to_degree | pf_va_b_to_degree | pf_va_c_to_degree
Line0_1_2 | 2.0522 | 0.25561 | 0.1665 | 2.0522 | 0.25561 | 0.1665 | 0.47393 | 0.05903 | 0.038452 | 0.47393 | 0.05903 | 0.038452 | 0.16625 | -0.071024 | 0.042358 | -0.12976 | 0.071392 | -0.041097 | 0.31752 | 0.024728 | -0.017679 | -0.24518 | -0.021808 | 0.018647 | -70.4493 | 74.1741 | 151.4265 | 109.5507 | -105.8259 | -28.5735 |  | 0.75624 | 1.274 | 1.1937 | 0.58532 | 1.2646 | 1.1737 | -8.0855 | -125.022 | 128.7723 | -8.3401 | -122.8119 | 127.0212
Line10_11_12 | 0.43898 | 0.15647 | 0.22317 | 0.43898 | 0.15647 | 0.22317 | 0.10138 | 0.036135 | 0.051538 | 0.10138 | 0.036135 | 0.051538 | -0.03731 | -0.039938 | 0.060162 | 0.03876 | 0.040186 | -0.060189 | -0.073873 | 0.023668 | -0.014351 | 0.076554 | -0.02363 | 0.014975 | 108.5824 | 86.0273 | 141.0714 | -71.4176 | -93.9727 | -38.9286 |  | 0.81635 | 1.2847 | 1.2001 | 0.8464 | 1.2901 | 1.2034 | -8.2135 | -124.6251 | 127.6545 | -8.2707 | -124.429 | 127.1001
Line11_12_13 | 0.43898 | 0.15647 | 0.22317 | 0.43898 | 0.15647 | 0.22317 | 0.10138 | 0.036135 | 0.051538 | 0.10138 | 0.036135 | 0.051538 | -0.03876 | -0.040186 | 0.060189 | 0.04021 | 0.040434 | -0.060215 | -0.076554 | 0.02363 | -0.014975 | 0.079236 | -0.023592 | 0.015598 | 108.5824 | 86.0273 | 141.0714 | -71.4176 | -93.9727 | -38.9286 |  | 0.8464 | 1.2901 | 1.2034 | 0.87646 | 1.2955 | 1.2069 | -8.2707 | -124.429 | 127.1001 | -8.324 | -124.2347 | 126.5489
Line12_13_15 | 0 | 0 | 0 | 0 | 0 | 0 | 0 | 0 | 0 | 0 | 0 | 0 | 2.0715e-08 | 4.0959e-08 | -5.9374e-08 | -1.3129e-08 | -2.8249e-08 | 3.9077e-08 | 4.1271e-08 | -5.4765e-08 | -1.8062e-08 | -2.8026e-08 | 3.6124e-08 | 1.2597e-08 | 0 | 0 | 0 | 0 | 0 | 0 |  | 0.87646 | 1.2955 | 1.2069 | 0.87646 | 1.2955 | 1.2069 | -8.324 | -124.2347 | 126.5489 | -8.324 | -124.2347 | 126.5489
Line13_13_14 | 0.43898 | 0.15647 | 0.22317 | 0.43898 | 0.15647 | 0.22317 | 0.10138 | 0.036135 | 0.051538 | 0.10138 | 0.036135 | 0.051538 | -0.04021 | -0.040434 | 0.060216 | 0.04166 | 0.040682 | -0.060242 | -0.079236 | 0.023592 | -0.015598 | 0.081917 | -0.023553 | 0.016221 | 108.5824 | 86.0274 | 141.0714 | -71.4176 | -93.9726 | -38.9286 |  | 0.87646 | 1.2955 | 1.2069 | 0.90651 | 1.3009 | 1.2105 | -8.324 | -124.2347 | 126.5489 | -8.3737 | -124.0419 | 126.0009
Line14_15_16 | 0 | 0 | 0 | 0 | 0 | 0 | 0 | 0 | 0 | 0 | 0 | 0 | 1.381e-08 | 2.7306e-08 | -3.9582e-08 | -6.2238e-09 | -1.4596e-08 | 1.9286e-08 | 2.7514e-08 | -3.651e-08 | -1.2041e-08 | -1.4269e-08 | 1.7869e-08 | 6.5759e-09 | 0 | 0 | 0 | 0 | 0 | 0 |  | 0.87646 | 1.2955 | 1.2069 | 0.87646 | 1.2955 | 1.2069 | -8.324 | -124.2347 | 126.5489 | -8.324 | -124.2347 | 126.5489
Line15_16_17 | 0 | 0 | 0 | 0 | 0 | 0 | 0 | 0 | 0 | 0 | 0 | 0 | 6.9049e-09 | 1.3653e-08 | -1.9791e-08 | 6.8115e-10 | -9.429e-10 | -5.0497e-10 | 1.3757e-08 | -1.8255e-08 | -6.0207e-09 | -5.1177e-10 | -3.8583e-10 | 5.552e-10 | 0 | 0 | 0 | 0 | 0 | 0 |  | 0.87646 | 1.2955 | 1.2069 | 0.87646 | 1.2955 | 1.2069 | -8.324 | -124.2347 | 126.5489 | -8.324 | -124.2347 | 126.5489
Line16_4_18 | 0 | 0 | 0 | 0 | 0 | 0 | 0 | 0 | 0 | 0 | 0 | 0 | 6.2819e-09 | 1.6406e-08 | -2.2195e-08 | 8.5791e-10 | -8.7325e-10 | -4.7687e-10 | 1.4755e-08 | -2.0181e-08 | -8.8774e-09 | -4.6201e-10 | -4.2834e-10 | 6.8209e-10 | 0 | 0 | 0 | 0 | 0 | 0 |  | 0.79369 | 1.282 | 1.1976 | 0.79369 | 1.282 | 1.1976 | -8.2982 | -124.7519 | 128.1181 | -8.2982 | -124.7519 | 128.1181
Line17_5_19 | 0 | 0 | 0 | 0 | 0 | 0 | 0 | 0 | 0 | 0 | 0 | 0 | 5.8255e-09 | 1.7627e-08 | -2.3077e-08 | 9.2289e-10 | -8.3267e-10 | -4.6634e-10 | 1.504e-08 | -2.0836e-08 | -1.0278e-08 | -4.2901e-10 | -4.4982e-10 | 7.3425e-10 | 0 | 0 | 0 | 0 | 0 | 0 |  | 0.75624 | 1.274 | 1.1937 | 0.75624 | 1.274 | 1.1937 | -8.0855 | -125.022 | 128.7723 | -8.0855 | -125.022 | 128.7723
Line1_1_3 | 0.43898 | 0.15647 | 0.22317 | 0.43898 | 0.15647 | 0.22317 | 0.10138 | 0.036135 | 0.051538 | 0.10138 | 0.036135 | 0.051538 | -0.034409 | -0.039441 | 0.060108 | 0.035859 | 0.039689 | -0.060135 | -0.068511 | 0.023745 | -0.013105 | 0.071192 | -0.023707 | 0.013728 | 108.5824 | 86.0273 | 141.0715 | -71.4176 | -93.9727 | -38.9286 |  | 0.75624 | 1.274 | 1.1937 | 0.78629 | 1.2794 | 1.1968 | -8.0855 | -125.022 | 128.7723 | -8.1519 | -124.8227 | 128.2119
Line2_1_4 | 0.54524 | 0.20358 | 0.25992 | 0.54524 | 0.20358 | 0.25992 | 0.12592 | 0.047015 | 0.060027 | 0.12592 | 0.047015 | 0.060027 | -0.037661 | -0.054979 | 0.070659 | 0.039867 | 0.055435 | -0.070749 | -0.087459 | 0.023772 | -0.011893 | 0.091643 | -0.023659 | 0.01274 | 105.2119 | 78.3605 | 138.3262 | -74.7881 | -101.6395 | -41.6738 |  | 0.75624 | 1.274 | 1.1937 | 0.79369 | 1.282 | 1.1976 | -8.0855 | -125.022 | 128.7723 | -8.2982 | -124.7519 | 128.1181
Line3_1_5 | 0 | 0 | 0 | 0 | 0 | 0 | 0 | 0 | 0 | 0 | 0 | 0 | 1.1651e-08 | 3.5254e-08 | -4.6153e-08 | -4.9026e-09 | -1.846e-08 | 2.261e-08 | 3.008e-08 | -4.1673e-08 | -2.0557e-08 | -1.5469e-08 | 2.0387e-08 | 1.1013e-08 | 0 | 0 | 0 | 0 | 0 | 0 |  | 0.75624 | 1.274 | 1.1937 | 0.75624 | 1.274 | 1.1937 | -8.0855 | -125.022 | 128.7723 | -8.0855 | -125.022 | 128.7723
Line4_2_6 | 2.0522 | 0.25561 | 0.1665 | 2.0522 | 0.25561 | 0.1665 | 0.47393 | 0.05903 | 0.038452 | 0.47393 | 0.05903 | 0.038452 | 0.12976 | -0.071392 | 0.041097 | -0.09328 | 0.07176 | -0.039836 | 0.24518 | 0.021808 | -0.018647 | -0.17284 | -0.018887 | 0.019615 | -70.4493 | 74.1741 | 151.4265 | 109.5507 | -105.8259 | -28.5736 |  | 0.58532 | 1.2646 | 1.1737 | 0.41441 | 1.257 | 1.1548 | -8.3401 | -122.8119 | 127.0212 | -8.8048 | -120.5719 | 125.2111
Line5_6_7 | 2.0522 | 0.25561 | 0.1665 | 2.0522 | 0.25561 | 0.1665 | 0.47393 | 0.05903 | 0.038452 | 0.47393 | 0.05903 | 0.038452 | 0.09328 | -0.07176 | 0.039836 | -0.056795 | 0.072127 | -0.038574 | 0.17284 | 0.018887 | -0.019615 | -0.1005 | -0.015967 | 0.020583 | -70.4493 | 74.1741 | 151.4264 | 109.5507 | -105.8259 | -28.5736 |  | 0.41441 | 1.257 | 1.1548 | 0.24357 | 1.2515 | 1.1371 | -8.8048 | -120.5719 | 125.2111 | -9.9215 | -118.3083 | 123.3427
Line6_7_8 | 3.0187 | 0 | 0 | 3.0187 | 0 | 0 | 0.69715 | 0 | 0 | 0.69715 | 0 | 0 | 0.07594 | 9.4677e-08 | -9.6397e-08 | 1.6655e-15 | -6.6356e-08 | 6.4403e-08 | 0.15188 | -7.1655e-08 | -4.4114e-08 | 2.3737e-14 | 4.5656e-08 | 2.7652e-08 | -73.3564 | 0 | 0 | 106.6436 | 0 | 0 |  | 0.24357 | 1.2515 | 1.1371 | 0 | 1.237 | 1.1042 | -9.9215 | -118.3083 | 123.3427 | 0 | -116.1666 | 121.5018
Line7_8_9 | 0 | 0 | 0 | 0 | 0 | 0 | 0 | 0 | 0 | 0 | 0 | 0 | 2.1138e-22 | 3.2862e-08 | -3.2211e-08 | -1.0056e-17 | -6.3232e-10 | -1.8672e-11 | -1.0491e-21 | -2.2661e-08 | -1.3767e-08 | 9.1299e-18 | 3.3355e-10 | 1.1672e-10 | 0 | 0 | 0 | 0 | 0 | 0 |  | 0 | 1.237 | 1.1042 | 0 | 1.237 | 1.1042 | 0 | -116.1666 | 121.5018 | 0 | -116.1666 | 121.5018
Line8_8_10 | 0 | 0 | 0 | 0 | 0 | 0 | 0 | 0 | 0 | 0 | 0 | 0 | 2.1138e-22 | 3.2862e-08 | -3.2211e-08 | -1.0056e-17 | -6.3232e-10 | -1.8672e-11 | -1.0491e-21 | -2.2661e-08 | -1.3767e-08 | 9.1299e-18 | 3.3355e-10 | 1.1672e-10 | 0 | 0 | 0 | 0 | 0 | 0 |  | 0 | 1.237 | 1.1042 | 0 | 1.237 | 1.1042 | 0 | -116.1666 | 121.5018 | 0 | -116.1666 | 121.5018
Line9_3_11 | 0.43898 | 0.15647 | 0.22317 | 0.43898 | 0.15647 | 0.22317 | 0.10138 | 0.036135 | 0.051538 | 0.10138 | 0.036135 | 0.051538 | -0.035859 | -0.039689 | 0.060135 | 0.03731 | 0.039938 | -0.060162 | -0.071192 | 0.023707 | -0.013728 | 0.073873 | -0.023668 | 0.014351 | 108.5824 | 86.0273 | 141.0714 | -71.4176 | -93.9727 | -38.9286 |  | 0.78629 | 1.2794 | 1.1968 | 0.81635 | 1.2847 | 1.2001 | -8.1519 | -124.8227 | 128.2119 | -8.2135 | -124.6251 | 127.6545

## LG_max_fault_6
name | pf_ikss_a_from_ka | pf_ikss_b_from_ka | pf_ikss_c_from_ka | pf_ikss_a_to_ka | pf_ikss_b_to_ka | pf_ikss_c_to_ka | pf_skss_a_from_mw | pf_skss_b_from_mw | pf_skss_c_from_mw | pf_skss_a_to_mw | pf_skss_b_to_mw | pf_skss_c_to_mw | pf_p_a_from_mw | pf_p_b_from_mw | pf_p_c_from_mw | pf_p_a_to_mw | pf_p_b_to_mw | pf_p_c_to_mw | pf_q_a_from_mvar | pf_q_b_from_mvar | pf_q_c_from_mvar | pf_q_a_to_mvar | pf_q_b_to_mvar | pf_q_c_to_mvar | pf_ikss_a_from_degree | pf_ikss_b_from_degree | pf_ikss_c_from_degree | pf_ikss_a_to_degree | pf_ikss_b_to_degree | pf_ikss_c_to_degree | 3xI0 | pf_vm_a_from_pu | pf_vm_b_from_pu | pf_vm_c_from_pu | pf_vm_a_to_pu | pf_vm_b_to_pu | pf_vm_c_to_pu | pf_va_a_from_degree | pf_va_b_from_degree | pf_va_c_from_degree | pf_va_a_to_degree | pf_va_b_to_degree | pf_va_c_to_degree
Line0_1_2 | 0.09571 | 0.11616 | 0.11839 | 0.09571 | 0.11616 | 0.11839 | 0.022103 | 0.026826 | 0.027341 | 0.022103 | 0.026826 | 0.027341 | -0.0065657 | -0.011639 | -0.010733 | 0.0066565 | 0.011767 | 0.010881 | -0.023008 | -0.026759 | -0.027665 | 0.023199 | 0.027025 | 0.027941 | 105.8865 | -6.3884 | -128.5597 | -74.1135 | 173.6116 | 51.4403 |  | 1.0825 | 1.0878 | 1.0853 | 1.0919 | 1.0987 | 1.0967 | -0.040259 | -119.8957 | 120.236 | -0.12341 | -119.9165 | 120.1629
Line10_11_12 | 0.10926 | 0.10408 | 0.10753 | 0.10926 | 0.10408 | 0.10753 | 0.025232 | 0.024035 | 0.024833 | 0.025232 | 0.024035 | 0.024833 | -0.0018628 | -0.0011023 | -0.00033586 | 0.0019835 | 0.0012128 | 0.00044783 | -0.027737 | -0.026569 | -0.027414 | 0.027972 | 0.026789 | 0.027646 | 93.3627 | -27.964 | -149.5261 | -86.6373 | 152.036 | 30.4739 |  | 1.1017 | 1.1064 | 1.104 | 1.1113 | 1.1157 | 1.1134 | -0.47952 | -120.3396 | 119.772 | -0.69345 | -120.556 | 119.5459
Line11_12_13 | 0.10926 | 0.10408 | 0.10753 | 0.10926 | 0.10408 | 0.10753 | 0.025232 | 0.024035 | 0.024833 | 0.025232 | 0.024035 | 0.024833 | -0.0019835 | -0.0012128 | -0.00044783 | 0.0021043 | 0.0013232 | 0.0005598 | -0.027972 | -0.026789 | -0.027646 | 0.028207 | 0.027008 | 0.027877 | 93.3627 | -27.964 | -149.5261 | -86.6373 | 152.036 | 30.4739 |  | 1.1113 | 1.1157 | 1.1134 | 1.121 | 1.125 | 1.1228 | -0.69345 | -120.556 | 119.5459 | -0.9037 | -120.7689 | 119.3235
Line12_13_15 | 0 | 0 | 0 | 0 | 0 | 0 | 0 | 0 | 0 | 0 | 0 | 0 | 1.3904e-09 | 1.0401e-09 | 2.7663e-10 | -1.2193e-09 | -1.0033e-09 | -4.8454e-10 | 6.2584e-10 | -4.8309e-10 | 3.8474e-10 | -4.853e-10 | 2.6394e-10 | -3.0753e-10 | 0 | 0 | 0 | 0 | 0 | 0 |  | 1.121 | 1.125 | 1.1228 | 1.121 | 1.125 | 1.1228 | -0.9037 | -120.7689 | 119.3235 | -0.9037 | -120.7689 | 119.3235
Line13_13_14 | 0.10926 | 0.10408 | 0.10753 | 0.10926 | 0.10408 | 0.10753 | 0.025232 | 0.024035 | 0.024833 | 0.025232 | 0.024035 | 0.024833 | -0.0021043 | -0.0013232 | -0.0005598 | 0.002225 | 0.0014337 | 0.00067177 | -0.028207 | -0.027008 | -0.027877 | 0.028442 | 0.027228 | 0.028109 | 93.3627 | -27.964 | -149.5261 | -86.6373 | 152.036 | 30.4739 |  | 1.121 | 1.125 | 1.1228 | 1.1307 | 1.1344 | 1.1322 | -0.9037 | -120.7689 | 119.3235 | -1.1104 | -120.9782 | 119.1049
Line14_15_16 | 0 | 0 | 0 | 0 | 0 | 0 | 0 | 0 | 0 | 0 | 0 | 0 | 9.269e-10 | 6.9343e-10 | 1.8442e-10 | -7.558e-10 | -6.5662e-10 | -3.9233e-10 | 4.1723e-10 | -3.2206e-10 | 2.5649e-10 | -2.7668e-10 | 1.0291e-10 | -1.7928e-10 | 0 | 0 | 0 | 0 | 0 | 0 |  | 1.121 | 1.125 | 1.1228 | 1.121 | 1.125 | 1.1228 | -0.9037 | -120.7689 | 119.3235 | -0.9037 | -120.7689 | 119.3235
Line15_16_17 | 0 | 0 | 0 | 0 | 0 | 0 | 0 | 0 | 0 | 0 | 0 | 0 | 4.6345e-10 | 3.4671e-10 | 9.2209e-11 | -2.9235e-10 | -3.099e-10 | -3.0012e-10 | 2.0861e-10 | -1.6103e-10 | 1.2825e-10 | -6.8068e-11 | -5.8121e-11 | -5.1038e-11 | 0 | 0 | 0 | 0 | 0 | 0 |  | 1.121 | 1.125 | 1.1228 | 1.121 | 1.125 | 1.1228 | -0.9037 | -120.7689 | 119.3235 | -0.9037 | -120.7689 | 119.3235
Line16_4_18 | 0 | 0 | 0 | 0 | 0 | 0 | 0 | 0 | 0 | 0 | 0 | 0 | 3.6282e-10 | 2.591e-10 | -5.15e-11 | -1.7988e-10 | -2.0036e-10 | -1.9019e-10 | 1.9596e-10 | -2.3257e-10 | 7.551e-11 | -2.3518e-11 | -1.303e-11 | -4.2434e-12 | 0 | 0 | 0 | 0 | 0 | 0 |  | 1.0948 | 1.0997 | 1.0973 | 1.0948 | 1.0997 | 1.0973 | -0.31969 | -120.1763 | 119.9424 | -0.31969 | -120.1763 | 119.9424
Line17_5_19 | 0 | 0 | 0 | 0 | 0 | 0 | 0 | 0 | 0 | 0 | 0 | 0 | 3.1467e-10 | 2.2073e-10 | -1.1521e-10 | -1.29e-10 | -1.5068e-10 | -1.4051e-10 | 1.8988e-10 | -2.6296e-10 | 4.9053e-11 | -2.9283e-12 | 7.6223e-12 | 1.7208e-11 | 0 | 0 | 0 | 0 | 0 | 0 |  | 1.0825 | 1.0878 | 1.0853 | 1.0825 | 1.0878 | 1.0853 | -0.040259 | -119.8957 | 120.236 | -0.040259 | -119.8957 | 120.236
Line1_1_3 | 0.10926 | 0.10408 | 0.10753 | 0.10926 | 0.10408 | 0.10753 | 0.025232 | 0.024035 | 0.024833 | 0.025232 | 0.024035 | 0.024833 | -0.0016213 | -0.00088133 | -0.00011192 | 0.001742 | 0.0009918 | 0.00022389 | -0.027266 | -0.02613 | -0.026951 | 0.027501 | 0.02635 | 0.027183 | 93.3627 | -27.964 | -149.5261 | -86.6373 | 152.036 | 30.4739 |  | 1.0825 | 1.0878 | 1.0853 | 1.0921 | 1.0971 | 1.0947 | -0.040259 | -119.8957 | 120.236 | -0.26182 | -120.1196 | 120.002
Line2_1_4 | 0.13968 | 0.13304 | 0.13695 | 0.13968 | 0.13304 | 0.13695 | 0.032258 | 0.030725 | 0.031626 | 0.032258 | 0.030725 | 0.031626 | -0.002191 | -0.0014148 | -0.00037342 | 0.0023877 | 0.0015956 | 0.0005553 | -0.03485 | -0.033391 | -0.034322 | 0.035235 | 0.03375 | 0.034698 | 93.5571 | -27.4695 | -149.1407 | -86.4429 | 152.5305 | 30.8593 |  | 1.0825 | 1.0878 | 1.0853 | 1.0948 | 1.0997 | 1.0973 | -0.040259 | -119.8957 | 120.236 | -0.31969 | -120.1763 | 119.9424
Line3_1_5 | 0 | 0 | 0 | 0 | 0 | 0 | 0 | 0 | 0 | 0 | 0 | 0 | 6.2934e-10 | 4.4146e-10 | -2.3043e-10 | -4.4367e-10 | -3.7141e-10 | -2.5293e-11 | 3.7976e-10 | -5.2591e-10 | 9.8107e-11 | -1.9281e-10 | 2.7058e-10 | -3.1845e-11 | 0 | 0 | 0 | 0 | 0 | 0 |  | 1.0825 | 1.0878 | 1.0853 | 1.0825 | 1.0878 | 1.0853 | -0.040259 | -119.8957 | 120.236 | -0.040259 | -119.8957 | 120.236
Line4_2_6 | 0.09571 | 0.11616 | 0.11839 | 0.09571 | 0.11616 | 0.11839 | 0.022103 | 0.026826 | 0.027341 | 0.022103 | 0.026826 | 0.027341 | -0.0066565 | -0.011767 | -0.010881 | 0.0067473 | 0.011894 | 0.011029 | -0.023199 | -0.027025 | -0.027941 | 0.023389 | 0.027291 | 0.028216 | 105.8865 | -6.3884 | -128.5597 | -74.1135 | 173.6116 | 51.4403 |  | 1.0919 | 1.0987 | 1.0967 | 1.1013 | 1.1097 | 1.108 | -0.12341 | -119.9165 | 120.1629 | -0.20514 | -119.9368 | 120.0914
Line5_6_7 | 0.09571 | 0.11616 | 0.11839 | 0.09571 | 0.11616 | 0.11839 | 0.022103 | 0.026826 | 0.027341 | 0.022103 | 0.026826 | 0.027341 | -0.0067473 | -0.011894 | -0.011029 | 0.006838 | 0.012021 | 0.011177 | -0.023389 | -0.027291 | -0.028216 | 0.02358 | 0.027556 | 0.028492 | 105.8865 | -6.3884 | -128.5597 | -74.1135 | 173.6116 | 51.4403 |  | 1.1013 | 1.1097 | 1.108 | 1.1108 | 1.1207 | 1.1194 | -0.20514 | -119.9368 | 120.0914 | -0.28549 | -119.9567 | 120.0212
Line6_7_8 | 0.036186 | 0 | 0 | 0.036186 | 0 | 0 | 0.0083569 | 0 | 0 | 0.0083569 | 0 | 0 | 0.0065582 | 1.3439e-09 | -3.477e-10 | -0.0065473 | -1.1967e-09 | -3.4788e-11 | 0.0065691 | -1.127e-09 | 1.449e-10 | -0.0065473 | 7.6908e-10 | -9.3551e-11 | -45.3331 | 0 | 0 | 134.6669 | 0 | 0 |  | 1.1108 | 1.1207 | 1.1194 | 1.108 | 1.1203 | 1.1193 | -0.28549 | -119.9567 | 120.0212 | -0.33312 | -119.9368 | 119.992
Line7_8_9 | 0 | 0 | 0 | 0 | 0 | 0 | 0 | 0 | 0 | 0 | 0 | 0 | 4.7932e-10 | 4.5404e-10 | -1.2479e-10 | -2.3562e-10 | -2.8857e-10 | -2.8437e-10 | 3.5148e-10 | -3.8216e-10 | 4.6475e-11 | -2.4801e-11 | 4.76e-12 | -6.0167e-13 | 0 | 0 | 0 | 0 | 0 | 0 |  | 1.108 | 1.1203 | 1.1193 | 1.108 | 1.1203 | 1.1193 | -0.33312 | -119.9368 | 119.992 | -0.33312 | -119.9368 | 119.992
Line8_8_10 | 0 | 0 | 0 | 0 | 0 | 0 | 0 | 0 | 0 | 0 | 0 | 0 | 4.7932e-10 | 4.5404e-10 | -1.2479e-10 | -2.3562e-10 | -2.8857e-10 | -2.8437e-10 | 3.5148e-10 | -3.8216e-10 | 4.6475e-11 | -2.4801e-11 | 4.76e-12 | -6.0165e-13 | 0 | 0 | 0 | 0 | 0 | 0 |  | 1.108 | 1.1203 | 1.1193 | 1.108 | 1.1203 | 1.1193 | -0.33312 | -119.9368 | 119.992 | -0.33312 | -119.9368 | 119.992
Line9_3_11 | 0.10926 | 0.10408 | 0.10753 | 0.10926 | 0.10408 | 0.10753 | 0.025232 | 0.024035 | 0.024833 | 0.025232 | 0.024035 | 0.024833 | -0.001742 | -0.0009918 | -0.00022389 | 0.0018628 | 0.0011023 | 0.00033586 | -0.027501 | -0.02635 | -0.027183 | 0.027737 | 0.026569 | 0.027414 | 93.3627 | -27.964 | -149.5261 | -86.6373 | 152.036 | 30.4739 |  | 1.0921 | 1.0971 | 1.0947 | 1.1017 | 1.1064 | 1.104 | -0.26182 | -120.1196 | 120.002 | -0.47952 | -120.3396 | 119.772

## LG_max_fault_10
name | pf_ikss_a_from_ka | pf_ikss_b_from_ka | pf_ikss_c_from_ka | pf_ikss_a_to_ka | pf_ikss_b_to_ka | pf_ikss_c_to_ka | pf_skss_a_from_mw | pf_skss_b_from_mw | pf_skss_c_from_mw | pf_skss_a_to_mw | pf_skss_b_to_mw | pf_skss_c_to_mw | pf_p_a_from_mw | pf_p_b_from_mw | pf_p_c_from_mw | pf_p_a_to_mw | pf_p_b_to_mw | pf_p_c_to_mw | pf_q_a_from_mvar | pf_q_b_from_mvar | pf_q_c_from_mvar | pf_q_a_to_mvar | pf_q_b_to_mvar | pf_q_c_to_mvar | pf_ikss_a_from_degree | pf_ikss_b_from_degree | pf_ikss_c_from_degree | pf_ikss_a_to_degree | pf_ikss_b_to_degree | pf_ikss_c_to_degree | 3xI0 | pf_vm_a_from_pu | pf_vm_b_from_pu | pf_vm_c_from_pu | pf_vm_a_to_pu | pf_vm_b_to_pu | pf_vm_c_to_pu | pf_va_a_from_degree | pf_va_b_from_degree | pf_va_c_from_degree | pf_va_a_to_degree | pf_va_b_to_degree | pf_va_c_to_degree
Line0_1_2 | 0.095385 | 0.11689 | 0.11924 | 0.095385 | 0.11689 | 0.11924 | 0.022028 | 0.026994 | 0.027537 | 0.022028 | 0.026994 | 0.027537 | -0.0066146 | -0.012204 | -0.0112 | 0.0067047 | 0.012332 | 0.011351 | -0.024091 | -0.028247 | -0.029243 | 0.024281 | 0.028516 | 0.029523 | 105.3056 | -6.5302 | -128.8021 | -74.6944 | 173.4698 | 51.1979 |  | 1.1341 | 1.1399 | 1.1372 | 1.1435 | 1.1509 | 1.1486 | -0.04766 | -119.8962 | 120.2413 | -0.13102 | -119.917 | 120.1678
Line10_11_12 | 0.11063 | 0.10513 | 0.10876 | 0.11063 | 0.10513 | 0.10876 | 0.02555 | 0.024278 | 0.025118 | 0.02555 | 0.024278 | 0.025118 | -0.002044 | -0.0012072 | -0.00035348 | 0.0021679 | 0.00132 | 0.00046786 | -0.029403 | -0.028106 | -0.029038 | 0.029644 | 0.02833 | 0.029275 | 93.5066 | -27.8638 | -149.5085 | -86.4934 | 152.1362 | 30.4915 |  | 1.1536 | 1.1587 | 1.1561 | 1.1633 | 1.1681 | 1.1656 | -0.47008 | -120.3232 | 119.7941 | -0.67599 | -120.5315 | 119.5759
Line11_12_13 | 0.11063 | 0.10513 | 0.10876 | 0.11063 | 0.10513 | 0.10876 | 0.02555 | 0.024278 | 0.025118 | 0.02555 | 0.024278 | 0.025118 | -0.0021679 | -0.00132 | -0.00046786 | 0.0022917 | 0.0014329 | 0.00058224 | -0.029644 | -0.02833 | -0.029275 | 0.029885 | 0.028554 | 0.029512 | 93.5066 | -27.8638 | -149.5085 | -86.4934 | 152.1362 | 30.4915 |  | 1.1633 | 1.1681 | 1.1656 | 1.1731 | 1.1776 | 1.1752 | -0.67599 | -120.5315 | 119.5759 | -0.87846 | -120.7365 | 119.3612
Line12_13_15 | 0 | 0 | 0 | 0 | 0 | 0 | 0 | 0 | 0 | 0 | 0 | 0 | 1.5371e-09 | 1.1371e-09 | 2.4932e-10 | -1.3398e-09 | -1.0935e-09 | -4.9035e-10 | 7.0796e-10 | -5.7736e-10 | 4.2358e-10 | -5.4452e-10 | 3.2385e-10 | -3.3523e-10 | 0 | 0 | 0 | 0 | 0 | 0 |  | 1.1731 | 1.1776 | 1.1752 | 1.1731 | 1.1776 | 1.1752 | -0.87846 | -120.7365 | 119.3612 | -0.87846 | -120.7365 | 119.3612
Line13_13_14 | 0.11063 | 0.10513 | 0.10876 | 0.11063 | 0.10513 | 0.10876 | 0.02555 | 0.024278 | 0.025118 | 0.02555 | 0.024278 | 0.025118 | -0.0022917 | -0.0014329 | -0.00058224 | 0.0024155 | 0.0015457 | 0.00069662 | -0.029885 | -0.028554 | -0.029512 | 0.030126 | 0.028778 | 0.029749 | 93.5066 | -27.8638 | -149.5085 | -86.4934 | 152.1362 | 30.4915 |  | 1.1731 | 1.1776 | 1.1752 | 1.1829 | 1.187 | 1.1847 | -0.87846 | -120.7365 | 119.3612 | -1.0776 | -120.9383 | 119.15
Line14_15_16 | 0 | 0 | 0 | 0 | 0 | 0 | 0 | 0 | 0 | 0 | 0 | 0 | 1.0248e-09 | 7.5807e-10 | 1.6622e-10 | -8.2738e-10 | -7.1442e-10 | -4.0724e-10 | 4.7197e-10 | -3.8491e-10 | 2.8239e-10 | -3.0853e-10 | 1.314e-10 | -1.9403e-10 | 0 | 0 | 0 | 0 | 0 | 0 |  | 1.1731 | 1.1776 | 1.1752 | 1.1731 | 1.1776 | 1.1752 | -0.87846 | -120.7365 | 119.3612 | -0.87846 | -120.7365 | 119.3612
Line15_16_17 | 0 | 0 | 0 | 0 | 0 | 0 | 0 | 0 | 0 | 0 | 0 | 0 | 5.1238e-10 | 3.7904e-10 | 8.3108e-11 | -3.1501e-10 | -3.3538e-10 | -3.2413e-10 | 2.3599e-10 | -1.9245e-10 | 1.4119e-10 | -7.2541e-11 | -6.1054e-11 | -5.2841e-11 | 0 | 0 | 0 | 0 | 0 | 0 |  | 1.1731 | 1.1776 | 1.1752 | 1.1731 | 1.1776 | 1.1752 | -0.87846 | -120.7365 | 119.3612 | -0.87846 | -120.7365 | 119.3612
Line16_4_18 | 0 | 0 | 0 | 0 | 0 | 0 | 0 | 0 | 0 | 0 | 0 | 0 | 4.0557e-10 | 2.8723e-10 | -7.1226e-11 | -1.9533e-10 | -2.1895e-10 | -2.0729e-10 | 2.2433e-10 | -2.6945e-10 | 8.4596e-11 | -2.5338e-11 | -1.3269e-11 | -3.159e-12 | 0 | 0 | 0 | 0 | 0 | 0 |  | 1.1464 | 1.1518 | 1.1492 | 1.1464 | 1.1518 | 1.1492 | -0.31396 | -120.1636 | 119.9609 | -0.31396 | -120.1636 | 119.9609
Line17_5_19 | 0 | 0 | 0 | 0 | 0 | 0 | 0 | 0 | 0 | 0 | 0 | 0 | 3.5506e-10 | 2.4753e-10 | -1.3879e-10 | -1.4185e-10 | -1.668e-10 | -1.5513e-10 | 2.1875e-10 | -3.0172e-10 | 5.6581e-11 | -3.805e-12 | 8.331e-12 | 1.9318e-11 | 0 | 0 | 0 | 0 | 0 | 0 |  | 1.1341 | 1.1399 | 1.1372 | 1.1341 | 1.1399 | 1.1372 | -0.04766 | -119.8962 | 120.2413 | -0.04766 | -119.8962 | 120.2413
Line1_1_3 | 0.11063 | 0.10513 | 0.10876 | 0.11063 | 0.10513 | 0.10876 | 0.02555 | 0.024278 | 0.025118 | 0.02555 | 0.024278 | 0.025118 | -0.0017964 | -0.00098148 | -0.00012472 | 0.0019202 | 0.0010943 | 0.0002391 | -0.028921 | -0.027658 | -0.028564 | 0.029162 | 0.027882 | 0.028801 | 93.5066 | -27.8638 | -149.5085 | -86.4934 | 152.1362 | 30.4915 |  | 1.1341 | 1.1399 | 1.1372 | 1.1438 | 1.1493 | 1.1467 | -0.04766 | -119.8962 | 120.2413 | -0.26067 | -120.1114 | 120.0158
Line2_1_4 | 0.14013 | 0.13315 | 0.13723 | 0.14013 | 0.13315 | 0.13723 | 0.032362 | 0.030749 | 0.031693 | 0.032362 | 0.030749 | 0.031693 | -0.0023925 | -0.0015414 | -0.00039548 | 0.0025906 | 0.0017227 | 0.00057785 | -0.036624 | -0.035018 | -0.036038 | 0.037011 | 0.035377 | 0.036416 | 93.69 | -27.3757 | -149.13 | -86.31 | 152.6243 | 30.87 |  | 1.1341 | 1.1399 | 1.1372 | 1.1464 | 1.1518 | 1.1492 | -0.04766 | -119.8962 | 120.2413 | -0.31396 | -120.1636 | 119.9609
Line3_1_5 | 0 | 0 | 0 | 0 | 0 | 0 | 0 | 0 | 0 | 0 | 0 | 0 | 7.1012e-10 | 4.9506e-10 | -2.7759e-10 | -4.9691e-10 | -4.1433e-10 | -1.634e-11 | 4.3749e-10 | -6.0344e-10 | 1.1316e-10 | -2.2255e-10 | 3.1005e-10 | -3.7263e-11 | 0 | 0 | 0 | 0 | 0 | 0 |  | 1.1341 | 1.1399 | 1.1372 | 1.1341 | 1.1399 | 1.1372 | -0.04766 | -119.8962 | 120.2413 | -0.04766 | -119.8962 | 120.2413
Line4_2_6 | 0.095385 | 0.11689 | 0.11924 | 0.095385 | 0.11689 | 0.11924 | 0.022028 | 0.026994 | 0.027537 | 0.022028 | 0.026994 | 0.027537 | -0.0067047 | -0.012332 | -0.011351 | 0.0067947 | 0.012461 | 0.011501 | -0.024281 | -0.028516 | -0.029523 | 0.02447 | 0.028785 | 0.029803 | 105.3056 | -6.5302 | -128.8021 | -74.6944 | 173.4698 | 51.1979 |  | 1.1435 | 1.1509 | 1.1486 | 1.1529 | 1.162 | 1.1601 | -0.13102 | -119.917 | 120.1678 | -0.21303 | -119.9374 | 120.0958
Line5_6_7 | 0.095385 | 0.11689 | 0.11924 | 0.095385 | 0.11689 | 0.11924 | 0.022028 | 0.026994 | 0.027537 | 0.022028 | 0.026994 | 0.027537 | -0.0067947 | -0.012461 | -0.011501 | 0.0068848 | 0.012589 | 0.011652 | -0.02447 | -0.028785 | -0.029803 | 0.02466 | 0.029053 | 0.030082 | 105.3056 | -6.5302 | -128.8021 | -74.6944 | 173.4698 | 51.1979 |  | 1.1529 | 1.162 | 1.1601 | 1.1623 | 1.173 | 1.1715 | -0.21303 | -119.9374 | 120.0958 | -0.29371 | -119.9574 | 120.0252
Line6_7_8 | 0.037865 | 0 | 0 | 0.037865 | 0 | 0 | 0.0087445 | 0 | 0 | 0.0087445 | 0 | 0 | 0.0071807 | 1.4732e-09 | -4.3879e-10 | -0.0071687 | -1.3073e-09 | 5.3191e-12 | 0.0071926 | -1.2767e-09 | 1.6675e-10 | -0.0071687 | 8.7052e-10 | -1.0751e-10 | -45.3413 | 0 | 0 | 134.6587 | 0 | 0 |  | 1.1623 | 1.173 | 1.1715 | 1.1594 | 1.1725 | 1.1714 | -0.29371 | -119.9574 | 120.0252 | -0.34134 | -119.9374 | 119.9959
Line7_8_9 | 0 | 0 | 0 | 0 | 0 | 0 | 0 | 0 | 0 | 0 | 0 | 0 | 5.2924e-10 | 4.9772e-10 | -1.56e-10 | -2.5246e-10 | -3.1182e-10 | -3.0668e-10 | 3.9646e-10 | -4.3268e-10 | 5.3589e-11 | -2.7858e-11 | 5.1634e-12 | -3.3464e-13 | 0 | 0 | 0 | 0 | 0 | 0 |  | 1.1594 | 1.1725 | 1.1714 | 1.1594 | 1.1725 | 1.1714 | -0.34134 | -119.9374 | 119.9959 | -0.34134 | -119.9374 | 119.9959
Line8_8_10 | 0 | 0 | 0 | 0 | 0 | 0 | 0 | 0 | 0 | 0 | 0 | 0 | 5.2924e-10 | 4.9772e-10 | -1.56e-10 | -2.5246e-10 | -3.1182e-10 | -3.0668e-10 | 3.9646e-10 | -4.3268e-10 | 5.3589e-11 | -2.7858e-11 | 5.1635e-12 | -3.3469e-13 | 0 | 0 | 0 | 0 | 0 | 0 |  | 1.1594 | 1.1725 | 1.1714 | 1.1594 | 1.1725 | 1.1714 | -0.34134 | -119.9374 | 119.9959 | -0.34134 | -119.9374 | 119.9959
Line9_3_11 | 0.11063 | 0.10513 | 0.10876 | 0.11063 | 0.10513 | 0.10876 | 0.02555 | 0.024278 | 0.025118 | 0.02555 | 0.024278 | 0.025118 | -0.0019202 | -0.0010943 | -0.0002391 | 0.002044 | 0.0012072 | 0.00035348 | -0.029162 | -0.027882 | -0.028801 | 0.029403 | 0.028106 | 0.029038 | 93.5066 | -27.8638 | -149.5085 | -86.4934 | 152.1362 | 30.4915 |  | 1.1438 | 1.1493 | 1.1467 | 1.1536 | 1.1587 | 1.1561 | -0.26067 | -120.1114 | 120.0158 | -0.47008 | -120.3232 | 119.7941

## LG_min_6
name | pf_ikss_a_from_ka | pf_ikss_b_from_ka | pf_ikss_c_from_ka | pf_ikss_a_to_ka | pf_ikss_b_to_ka | pf_ikss_c_to_ka | pf_skss_a_from_mw | pf_skss_b_from_mw | pf_skss_c_from_mw | pf_skss_a_to_mw | pf_skss_b_to_mw | pf_skss_c_to_mw | pf_p_a_from_mw | pf_p_b_from_mw | pf_p_c_from_mw | pf_p_a_to_mw | pf_p_b_to_mw | pf_p_c_to_mw | pf_q_a_from_mvar | pf_q_b_from_mvar | pf_q_c_from_mvar | pf_q_a_to_mvar | pf_q_b_to_mvar | pf_q_c_to_mvar | pf_ikss_a_from_degree | pf_ikss_b_from_degree | pf_ikss_c_from_degree | pf_ikss_a_to_degree | pf_ikss_b_to_degree | pf_ikss_c_to_degree | 3xI0 | pf_vm_a_from_pu | pf_vm_b_from_pu | pf_vm_c_from_pu | pf_vm_a_to_pu | pf_vm_b_to_pu | pf_vm_c_to_pu | pf_va_a_from_degree | pf_va_b_from_degree | pf_va_c_from_degree | pf_va_a_to_degree | pf_va_b_to_degree | pf_va_c_to_degree
Line0_1_2 | 0.20465 | 0.024671 | 0.024454 | 0.20465 | 0.024672 | 0.024454 | 0.047261 | 0.0056976 | 0.0056474 | 0.047261 | 0.0056977 | 0.0056475 | 0.0028968 | -0.0045704 | 0.0048084 | -0.0021886 | 0.0045908 | -0.0047884 | 0.0029406 | 0.0077725 | 0.0072426 | -0.002216 | -0.0077447 | -0.0072153 | -75.92 | 92.6205 | 93.0596 | 104.08 | -87.3794 | -86.9404 |  | 0.08734 | 1.5825 | 1.5394 | 0.065902 | 1.5801 | 1.5334 | -30.4897 | -146.9229 | 149.4791 | -30.5635 | -146.7217 | 149.4899
Line10_11_12 | 0.024904 | 0.024585 | 0.02452 | 0.024904 | 0.024585 | 0.02452 | 0.0057513 | 0.0056776 | 0.0056626 | 0.0057514 | 0.0056777 | 0.0056626 | -0.00029122 | -0.0045058 | 0.0048138 | 0.00029722 | 0.0045117 | -0.0048081 | -0.00043011 | 0.0077682 | 0.0072475 | 0.00043639 | -0.0077622 | -0.0072417 | 93.2817 | 93.0641 | 93.0908 | -86.7183 | -86.9359 | -86.9092 |  | 0.090314 | 1.5817 | 1.5365 | 0.091803 | 1.5813 | 1.5351 | -30.8197 | -146.8205 | 149.4986 | -30.9767 | -146.7693 | 149.5084
Line11_12_13 | 0.024904 | 0.024585 | 0.02452 | 0.024904 | 0.024585 | 0.02452 | 0.0057514 | 0.0056777 | 0.0056626 | 0.0057514 | 0.0056778 | 0.0056627 | -0.00029722 | -0.0045117 | 0.0048081 | 0.00030322 | 0.0045175 | -0.0048025 | -0.00043639 | 0.0077622 | 0.0072417 | 0.00044267 | -0.0077563 | -0.0072358 | 93.2817 | 93.0641 | 93.0908 | -86.7183 | -86.9359 | -86.9092 |  | 0.091803 | 1.5813 | 1.5351 | 0.093291 | 1.5809 | 1.5336 | -30.9767 | -146.7693 | 149.5084 | -31.1287 | -146.718 | 149.5181
Line12_13_15 | 0 | 0 | 0 | 0 | 0 | 0 | 0 | 0 | 0 | 0 | 0 | 0 | 1.054e-08 | 1.8378e-07 | -1.704e-07 | -6.7806e-09 | -1.2677e-07 | 1.0963e-07 | 1.7097e-08 | -2.8641e-07 | -2.8274e-07 | -1.1566e-08 | 1.8846e-07 | 1.9113e-07 | 0 | 0 | 0 | 0 | 0 | 0 |  | 0.093291 | 1.5809 | 1.5336 | 0.093291 | 1.5809 | 1.5336 | -31.1287 | -146.718 | 149.5181 | -31.1287 | -146.718 | 149.5181
Line13_13_14 | 0.024905 | 0.024586 | 0.024521 | 0.024906 | 0.024587 | 0.024521 | 0.0057517 | 0.005678 | 0.0056629 | 0.0057517 | 0.005678 | 0.005663 | -0.00030323 | -0.0045177 | 0.0048026 | 0.00030923 | 0.0045236 | -0.0047969 | -0.00044269 | 0.0077566 | 0.0072361 | 0.00044897 | -0.0077507 | -0.0072302 | 93.2815 | 93.064 | 93.0906 | -86.7185 | -86.936 | -86.9094 |  | 0.093291 | 1.5809 | 1.5336 | 0.094781 | 1.5805 | 1.5322 | -31.1287 | -146.718 | 149.5181 | -31.2759 | -146.6667 | 149.5279
Line14_15_16 | 0 | 0 | 0 | 0 | 0 | 0 | 0 | 0 | 0 | 0 | 0 | 0 | 7.0269e-09 | 1.2252e-07 | -1.136e-07 | -3.2672e-09 | -6.5506e-08 | 5.2825e-08 | 1.1398e-08 | -1.9094e-07 | -1.885e-07 | -5.867e-09 | 9.2993e-08 | 9.688e-08 | 0 | 0 | 0 | 0 | 0 | 0 |  | 0.093291 | 1.5809 | 1.5336 | 0.093291 | 1.5809 | 1.5336 | -31.1287 | -146.718 | 149.5181 | -31.1287 | -146.718 | 149.5181
Line15_16_17 | 0 | 0 | 0 | 0 | 0 | 0 | 0 | 0 | 0 | 0 | 0 | 0 | 3.5134e-09 | 6.1261e-08 | -5.68e-08 | 2.4626e-10 | -4.2451e-09 | -3.9753e-09 | 5.699e-09 | -9.5469e-08 | -9.4248e-08 | -1.6799e-10 | -2.4759e-09 | 2.6321e-09 | 0 | 0 | 0 | 0 | 0 | 0 |  | 0.093291 | 1.5809 | 1.5336 | 0.093291 | 1.5809 | 1.5336 | -31.1287 | -146.718 | 149.5181 | -31.1287 | -146.718 | 149.5181
Line16_4_18 | 0 | 0 | 0 | 0 | 0 | 0 | 0 | 0 | 0 | 0 | 0 | 0 | 3.2942e-09 | 6.1624e-08 | -5.6883e-08 | 2.3724e-10 | -4.2621e-09 | -4.0095e-09 | 5.4859e-09 | -9.5846e-08 | -9.5043e-08 | -1.5781e-10 | -2.4909e-09 | 2.6371e-09 | 0 | 0 | 0 | 0 | 0 | 0 |  | 0.088833 | 1.5821 | 1.5379 | 0.088833 | 1.5821 | 1.5379 | -30.6629 | -146.8714 | 149.4892 | -30.6629 | -146.8714 | 149.4892
Line17_5_19 | 0 | 0 | 0 | 0 | 0 | 0 | 0 | 0 | 0 | 0 | 0 | 0 | 3.22e-09 | 6.1745e-08 | -5.6911e-08 | 2.342e-10 | -4.2678e-09 | -4.0209e-09 | 5.4141e-09 | -9.5972e-08 | -9.5309e-08 | -1.5436e-10 | -2.496e-09 | 2.6388e-09 | 0 | 0 | 0 | 0 | 0 | 0 |  | 0.08734 | 1.5825 | 1.5394 | 0.08734 | 1.5825 | 1.5394 | -30.4897 | -146.9229 | 149.4791 | -30.4897 | -146.9229 | 149.4791
Line1_1_3 | 0.024903 | 0.024584 | 0.024519 | 0.024904 | 0.024584 | 0.024519 | 0.0057512 | 0.0056775 | 0.0056624 | 0.0057512 | 0.0056775 | 0.0056625 | -0.00027922 | -0.0044941 | 0.0048252 | 0.00028522 | 0.0045 | -0.0048195 | -0.00041755 | 0.00778 | 0.0072593 | 0.00042383 | -0.0077741 | -0.0072534 | 93.2818 | 93.0642 | 93.0909 | -86.7182 | -86.9358 | -86.9092 |  | 0.08734 | 1.5825 | 1.5394 | 0.088827 | 1.5821 | 1.5379 | -30.4897 | -146.9229 | 149.4791 | -30.6575 | -146.8717 | 149.4889
Line2_1_4 | 0.02503 | 0.024709 | 0.024643 | 0.02503 | 0.02471 | 0.024644 | 0.0057804 | 0.0057064 | 0.0056911 | 0.0057805 | 0.0057064 | 0.0056912 | -0.00027865 | -0.0045543 | 0.0048149 | 0.00028471 | 0.0045602 | -0.0048091 | -0.00042101 | 0.0077979 | 0.0073191 | 0.00042735 | -0.007792 | -0.0073132 | 93.0092 | 92.7904 | 92.8178 | -86.9908 | -87.2096 | -87.1822 |  | 0.08734 | 1.5825 | 1.5394 | 0.088833 | 1.5821 | 1.5379 | -30.4897 | -146.9229 | 149.4791 | -30.6629 | -146.8714 | 149.4892
Line3_1_5 | 0 | 0 | 0 | 0 | 0 | 0 | 0 | 0 | 0 | 0 | 0 | 0 | 6.44e-09 | 1.2349e-07 | -1.1382e-07 | -2.9858e-09 | -6.6013e-08 | 5.289e-08 | 1.0828e-08 | -1.9194e-07 | -1.9062e-07 | -5.5685e-09 | 9.3476e-08 | 9.7948e-08 | 0 | 0 | 0 | 0 | 0 | 0 |  | 0.08734 | 1.5825 | 1.5394 | 0.08734 | 1.5825 | 1.5394 | -30.4897 | -146.9229 | 149.4791 | -30.4897 | -146.9229 | 149.4791
Line4_2_6 | 0.20465 | 0.024672 | 0.024454 | 0.20465 | 0.024672 | 0.024455 | 0.047261 | 0.0056977 | 0.0056475 | 0.047261 | 0.0056978 | 0.0056475 | 0.0021886 | -0.0045908 | 0.0047884 | -0.0014804 | 0.0046111 | -0.0047683 | 0.002216 | 0.0077447 | 0.0072153 | -0.0014914 | -0.007717 | -0.007188 | -75.92 | 92.6205 | 93.0596 | 104.0801 | -87.3795 | -86.9404 |  | 0.065902 | 1.5801 | 1.5334 | 0.044465 | 1.5778 | 1.5274 | -30.5635 | -146.7217 | 149.4899 | -30.7084 | -146.5199 | 149.5008
Line5_6_7 | 0.20465 | 0.024672 | 0.024455 | 0.20465 | 0.024672 | 0.024455 | 0.047261 | 0.0056978 | 0.0056475 | 0.047261 | 0.0056978 | 0.0056476 | 0.0014805 | -0.0046112 | 0.0047683 | -0.00077229 | 0.0046315 | -0.0047482 | 0.0014914 | 0.007717 | 0.007188 | -0.00076683 | -0.0076893 | -0.0071607 | -75.9199 | 92.6205 | 93.0595 | 104.0801 | -87.3795 | -86.9405 |  | 0.044465 | 1.5778 | 1.5274 | 0.023028 | 1.5754 | 1.5213 | -30.7084 | -146.5199 | 149.5008 | -31.1231 | -146.3175 | 149.5118
Line6_7_8 | 0.23019 | 0 | 0 | 0.23019 | 0 | 0 | 0.053159 | 0 | 0 | 0.053159 | 0 | 0 | 0.00084777 | 1.9186e-07 | -1.692e-07 | 3.2766e-15 | -1.326e-07 | 1.0861e-07 | 0.00088309 | -2.8753e-07 | -2.8774e-07 | -4.3387e-15 | 1.8878e-07 | 1.9405e-07 | -77.2923 | 0 | 0 | 102.7078 | 0 | 0 |  | 0.023028 | 1.5754 | 1.5213 | 0 | 1.5735 | 1.5167 | -31.1231 | -146.3175 | 149.5118 | 0 | -146.1657 | 149.5137
Line7_8_9 | 0 | 0 | 0 | 0 | 0 | 0 | 0 | 0 | 0 | 0 | 0 | 0 | -5.7332e-21 | 6.422e-08 | -5.6224e-08 | -2.2321e-17 | -4.1586e-09 | -3.8373e-09 | 4.7826e-21 | -9.5598e-08 | -9.5723e-08 | 2.4295e-17 | -2.4169e-09 | 2.6027e-09 | 0 | 0 | 0 | 0 | 0 | 0 |  | 0 | 1.5735 | 1.5167 | 0 | 1.5735 | 1.5167 | 0 | -146.1657 | 149.5137 | 0 | -146.1657 | 149.5137
Line8_8_10 | 0 | 0 | 0 | 0 | 0 | 0 | 0 | 0 | 0 | 0 | 0 | 0 | -5.7332e-21 | 6.422e-08 | -5.6224e-08 | -2.2321e-17 | -4.1586e-09 | -3.8373e-09 | 4.7826e-21 | -9.5598e-08 | -9.5723e-08 | 2.4295e-17 | -2.4169e-09 | 2.6027e-09 | 0 | 0 | 0 | 0 | 0 | 0 |  | 0 | 1.5735 | 1.5167 | 0 | 1.5735 | 1.5167 | 0 | -146.1657 | 149.5137 | 0 | -146.1657 | 149.5137
Line9_3_11 | 0.024904 | 0.024584 | 0.024519 | 0.024904 | 0.024585 | 0.02452 | 0.0057512 | 0.0056775 | 0.0056625 | 0.0057513 | 0.0056776 | 0.0056626 | -0.00028522 | -0.0045 | 0.0048195 | 0.00029122 | 0.0045058 | -0.0048138 | -0.00042383 | 0.0077741 | 0.0072534 | 0.00043011 | -0.0077682 | -0.0072475 | 93.2817 | 93.0641 | 93.0908 | -86.7183 | -86.9359 | -86.9092 |  | 0.088827 | 1.5821 | 1.5379 | 0.090314 | 1.5817 | 1.5365 | -30.6575 | -146.8717 | 149.4889 | -30.8197 | -146.8205 | 149.4986

## LG_min_10
name | pf_ikss_a_from_ka | pf_ikss_b_from_ka | pf_ikss_c_from_ka | pf_ikss_a_to_ka | pf_ikss_b_to_ka | pf_ikss_c_to_ka | pf_skss_a_from_mw | pf_skss_b_from_mw | pf_skss_c_from_mw | pf_skss_a_to_mw | pf_skss_b_to_mw | pf_skss_c_to_mw | pf_p_a_from_mw | pf_p_b_from_mw | pf_p_c_from_mw | pf_p_a_to_mw | pf_p_b_to_mw | pf_p_c_to_mw | pf_q_a_from_mvar | pf_q_b_from_mvar | pf_q_c_from_mvar | pf_q_a_to_mvar | pf_q_b_to_mvar | pf_q_c_to_mvar | pf_ikss_a_from_degree | pf_ikss_b_from_degree | pf_ikss_c_from_degree | pf_ikss_a_to_degree | pf_ikss_b_to_degree | pf_ikss_c_to_degree | 3xI0 | pf_vm_a_from_pu | pf_vm_b_from_pu | pf_vm_c_from_pu | pf_vm_a_to_pu | pf_vm_b_to_pu | pf_vm_c_to_pu | pf_va_a_from_degree | pf_va_b_from_degree | pf_va_c_from_degree | pf_va_a_to_degree | pf_va_b_to_degree | pf_va_c_to_degree
Line0_1_2 | 0.19388 | 0.023373 | 0.023167 | 0.19387 | 0.023373 | 0.023167 | 0.044774 | 0.0053977 | 0.0053502 | 0.044773 | 0.0053978 | 0.0053502 | 0.0025999 | -0.004102 | 0.0043156 | -0.0019643 | 0.0041202 | -0.0042976 | 0.0026392 | 0.0069758 | 0.0065003 | -0.0019889 | -0.006951 | -0.0064758 | -75.92 | 92.6205 | 93.0596 | 104.08 | -87.3794 | -86.9404 |  | 0.082743 | 1.4992 | 1.4584 | 0.062434 | 1.497 | 1.4527 | -30.4897 | -146.9229 | 149.4791 | -30.5635 | -146.7217 | 149.4899
Line10_11_12 | 0.023593 | 0.023291 | 0.023229 | 0.023593 | 0.023291 | 0.023229 | 0.0054486 | 0.0053788 | 0.0053645 | 0.0054487 | 0.0053789 | 0.0053646 | -0.00026137 | -0.004044 | 0.0043204 | 0.00026676 | 0.0040493 | -0.0043153 | -0.00038602 | 0.006972 | 0.0065047 | 0.00039166 | -0.0069667 | -0.0064994 | 93.2817 | 93.0641 | 93.0908 | -86.7183 | -86.9359 | -86.9092 |  | 0.085561 | 1.4985 | 1.4556 | 0.086971 | 1.4981 | 1.4543 | -30.8197 | -146.8205 | 149.4986 | -30.9767 | -146.7693 | 149.5084
Line11_12_13 | 0.023593 | 0.023291 | 0.023229 | 0.023594 | 0.023291 | 0.02323 | 0.0054487 | 0.0053789 | 0.0053646 | 0.0054487 | 0.0053789 | 0.0053647 | -0.00026676 | -0.0040493 | 0.0043153 | 0.00027214 | 0.0040545 | -0.0043102 | -0.00039166 | 0.0069667 | 0.0064994 | 0.0003973 | -0.0069614 | -0.0064942 | 93.2817 | 93.0641 | 93.0908 | -86.7183 | -86.9359 | -86.9092 |  | 0.086971 | 1.4981 | 1.4543 | 0.088381 | 1.4977 | 1.4529 | -30.9767 | -146.7693 | 149.5084 | -31.1287 | -146.718 | 149.5181
Line12_13_15 | 0 | 0 | 0 | 0 | 0 | 0 | 0 | 0 | 0 | 0 | 0 | 0 | 9.46e-09 | 1.6495e-07 | -1.5294e-07 | -6.0856e-09 | -1.1377e-07 | 9.8389e-08 | 1.5345e-08 | -2.5705e-07 | -2.5377e-07 | -1.038e-08 | 1.6915e-07 | 1.7154e-07 | 0 | 0 | 0 | 0 | 0 | 0 |  | 0.088381 | 1.4977 | 1.4529 | 0.088381 | 1.4977 | 1.4529 | -31.1287 | -146.718 | 149.5181 | -31.1287 | -146.718 | 149.5181
Line13_13_14 | 0.023595 | 0.023292 | 0.023231 | 0.023595 | 0.023293 | 0.023231 | 0.0054489 | 0.0053791 | 0.0053649 | 0.005449 | 0.0053792 | 0.0053649 | -0.00027215 | -0.0040547 | 0.0043104 | 0.00027754 | 0.0040599 | -0.0043053 | -0.00039731 | 0.0069616 | 0.0064944 | 0.00040295 | -0.0069563 | -0.0064891 | 93.2815 | 93.064 | 93.0906 | -86.7185 | -86.936 | -86.9094 |  | 0.088381 | 1.4977 | 1.4529 | 0.089793 | 1.4973 | 1.4515 | -31.1287 | -146.718 | 149.5181 | -31.2759 | -146.6667 | 149.5279
Line14_15_16 | 0 | 0 | 0 | 0 | 0 | 0 | 0 | 0 | 0 | 0 | 0 | 0 | 6.3067e-09 | 1.0996e-07 | -1.0196e-07 | -2.9323e-09 | -5.8792e-08 | 4.7411e-08 | 1.023e-08 | -1.7137e-07 | -1.6918e-07 | -5.2656e-09 | 8.3462e-08 | 8.6951e-08 | 0 | 0 | 0 | 0 | 0 | 0 |  | 0.088381 | 1.4977 | 1.4529 | 0.088381 | 1.4977 | 1.4529 | -31.1287 | -146.718 | 149.5181 | -31.1287 | -146.718 | 149.5181
Line15_16_17 | 0 | 0 | 0 | 0 | 0 | 0 | 0 | 0 | 0 | 0 | 0 | 0 | 3.1533e-09 | 5.4982e-08 | -5.0979e-08 | 2.2102e-10 | -3.81e-09 | -3.5679e-09 | 5.1149e-09 | -8.5684e-08 | -8.4588e-08 | -1.5078e-10 | -2.2221e-09 | 2.3623e-09 | 0 | 0 | 0 | 0 | 0 | 0 |  | 0.088381 | 1.4977 | 1.4529 | 0.088381 | 1.4977 | 1.4529 | -31.1287 | -146.718 | 149.5181 | -31.1287 | -146.718 | 149.5181
Line16_4_18 | 0 | 0 | 0 | 0 | 0 | 0 | 0 | 0 | 0 | 0 | 0 | 0 | 2.9565e-09 | 5.5308e-08 | -5.1053e-08 | 2.1292e-10 | -3.8253e-09 | -3.5985e-09 | 4.9236e-09 | -8.6023e-08 | -8.5301e-08 | -1.4163e-10 | -2.2356e-09 | 2.3668e-09 | 0 | 0 | 0 | 0 | 0 | 0 |  | 0.084158 | 1.4989 | 1.457 | 0.084158 | 1.4989 | 1.457 | -30.6629 | -146.8714 | 149.4892 | -30.6629 | -146.8714 | 149.4892
Line17_5_19 | 0 | 0 | 0 | 0 | 0 | 0 | 0 | 0 | 0 | 0 | 0 | 0 | 2.89e-09 | 5.5417e-08 | -5.1078e-08 | 2.1019e-10 | -3.8303e-09 | -3.6088e-09 | 4.8592e-09 | -8.6136e-08 | -8.5541e-08 | -1.3854e-10 | -2.2402e-09 | 2.3683e-09 | 0 | 0 | 0 | 0 | 0 | 0 |  | 0.082743 | 1.4992 | 1.4584 | 0.082743 | 1.4992 | 1.4584 | -30.4897 | -146.9229 | 149.4791 | -30.4897 | -146.9229 | 149.4791
Line1_1_3 | 0.023593 | 0.02329 | 0.023229 | 0.023593 | 0.023291 | 0.023229 | 0.0054485 | 0.0053786 | 0.0053644 | 0.0054485 | 0.0053787 | 0.0053645 | -0.0002506 | -0.0040335 | 0.0043306 | 0.00025599 | 0.0040388 | -0.0043255 | -0.00037475 | 0.0069826 | 0.0065153 | 0.00038039 | -0.0069773 | -0.00651 | 93.2818 | 93.0642 | 93.0909 | -86.7182 | -86.9358 | -86.9092 |  | 0.082743 | 1.4992 | 1.4584 | 0.084152 | 1.4989 | 1.457 | -30.4897 | -146.9229 | 149.4791 | -30.6575 | -146.8717 | 149.4889
Line2_1_4 | 0.023713 | 0.023409 | 0.023346 | 0.023713 | 0.023409 | 0.023347 | 0.0054762 | 0.005406 | 0.0053916 | 0.0054763 | 0.0054061 | 0.0053917 | -0.00025009 | -0.0040875 | 0.0043214 | 0.00025553 | 0.0040928 | -0.0043162 | -0.00037786 | 0.0069987 | 0.006569 | 0.00038355 | -0.0069933 | -0.0065637 | 93.0092 | 92.7904 | 92.8178 | -86.9908 | -87.2096 | -87.1822 |  | 0.082743 | 1.4992 | 1.4584 | 0.084158 | 1.4989 | 1.457 | -30.4897 | -146.9229 | 149.4791 | -30.6629 | -146.8714 | 149.4892
Line3_1_5 | 0 | 0 | 0 | 0 | 0 | 0 | 0 | 0 | 0 | 0 | 0 | 0 | 5.78e-09 | 1.1083e-07 | -1.0216e-07 | -2.6798e-09 | -5.9247e-08 | 4.7469e-08 | 9.7184e-09 | -1.7227e-07 | -1.7108e-07 | -4.9977e-09 | 8.3895e-08 | 8.7909e-08 | 0 | 0 | 0 | 0 | 0 | 0 |  | 0.082743 | 1.4992 | 1.4584 | 0.082743 | 1.4992 | 1.4584 | -30.4897 | -146.9229 | 149.4791 | -30.4897 | -146.9229 | 149.4791
Line4_2_6 | 0.19387 | 0.023373 | 0.023167 | 0.19387 | 0.023373 | 0.023167 | 0.044773 | 0.0053978 | 0.0053502 | 0.044773 | 0.0053979 | 0.0053503 | 0.0019643 | -0.0041203 | 0.0042976 | -0.0013287 | 0.0041385 | -0.0042795 | 0.0019889 | 0.006951 | 0.0064758 | -0.0013386 | -0.0069261 | -0.0064513 | -75.92 | 92.6205 | 93.0596 | 104.0801 | -87.3795 | -86.9404 |  | 0.062434 | 1.497 | 1.4527 | 0.042125 | 1.4947 | 1.447 | -30.5635 | -146.7217 | 149.4899 | -30.7084 | -146.5199 | 149.5008
Line5_6_7 | 0.19387 | 0.023373 | 0.023167 | 0.19387 | 0.023374 | 0.023168 | 0.044773 | 0.0053979 | 0.0053503 | 0.044773 | 0.0053979 | 0.0053504 | 0.0013287 | -0.0041385 | 0.0042795 | -0.00069313 | 0.0041568 | -0.0042615 | 0.0013386 | 0.0069261 | 0.0064513 | -0.00068824 | -0.0069012 | -0.0064268 | -75.9199 | 92.6205 | 93.0595 | 104.0801 | -87.3795 | -86.9405 |  | 0.042125 | 1.4947 | 1.447 | 0.021816 | 1.4925 | 1.4413 | -30.7084 | -146.5199 | 149.5008 | -31.1231 | -146.3175 | 149.5118
Line6_7_8 | 0.21807 | 0 | 0 | 0.21807 | 0 | 0 | 0.050361 | 0 | 0 | 0.050361 | 0 | 0 | 0.00076088 | 1.722e-07 | -1.5186e-07 | 2.9452e-15 | -1.1901e-07 | 9.7479e-08 | 0.00079258 | -2.5806e-07 | -2.5825e-07 | -3.9025e-15 | 1.6943e-07 | 1.7416e-07 | -77.2923 | 0 | 0 | 102.7078 | 0 | 0 |  | 0.021816 | 1.4925 | 1.4413 | 0 | 1.4906 | 1.4369 | -31.1231 | -146.3175 | 149.5118 | 0 | -146.1657 | 149.5137
Line7_8_9 | 0 | 0 | 0 | 0 | 0 | 0 | 0 | 0 | 0 | 0 | 0 | 0 | -5.1542e-21 | 5.7638e-08 | -5.0462e-08 | -2.0034e-17 | -3.7324e-09 | -3.444e-09 | 4.3024e-21 | -8.58e-08 | -8.5912e-08 | 2.1805e-17 | -2.1692e-09 | 2.3359e-09 | 0 | 0 | 0 | 0 | 0 | 0 |  | 0 | 1.4906 | 1.4369 | 0 | 1.4906 | 1.4369 | 0 | -146.1657 | 149.5137 | 0 | -146.1657 | 149.5137
Line8_8_10 | 0 | 0 | 0 | 0 | 0 | 0 | 0 | 0 | 0 | 0 | 0 | 0 | -5.1542e-21 | 5.7638e-08 | -5.0462e-08 | -2.0034e-17 | -3.7324e-09 | -3.444e-09 | 4.3024e-21 | -8.58e-08 | -8.5912e-08 | 2.1805e-17 | -2.1692e-09 | 2.3359e-09 | 0 | 0 | 0 | 0 | 0 | 0 |  | 0 | 1.4906 | 1.4369 | 0 | 1.4906 | 1.4369 | 0 | -146.1657 | 149.5137 | 0 | -146.1657 | 149.5137
Line9_3_11 | 0.023593 | 0.023291 | 0.023229 | 0.023593 | 0.023291 | 0.023229 | 0.0054485 | 0.0053787 | 0.0053645 | 0.0054486 | 0.0053788 | 0.0053645 | -0.00025599 | -0.0040388 | 0.0043255 | 0.00026137 | 0.004044 | -0.0043204 | -0.00038039 | 0.0069773 | 0.00651 | 0.00038602 | -0.006972 | -0.0065047 | 93.2817 | 93.0641 | 93.0908 | -86.7183 | -86.9359 | -86.9092 |  | 0.084152 | 1.4989 | 1.457 | 0.085561 | 1.4985 | 1.4556 | -30.6575 | -146.8717 | 149.4889 | -30.8197 | -146.8205 | 149.4986

## LG_min_fault_6
name | pf_ikss_a_from_ka | pf_ikss_b_from_ka | pf_ikss_c_from_ka | pf_ikss_a_to_ka | pf_ikss_b_to_ka | pf_ikss_c_to_ka | pf_skss_a_from_mw | pf_skss_b_from_mw | pf_skss_c_from_mw | pf_skss_a_to_mw | pf_skss_b_to_mw | pf_skss_c_to_mw | pf_p_a_from_mw | pf_p_b_from_mw | pf_p_c_from_mw | pf_p_a_to_mw | pf_p_b_to_mw | pf_p_c_to_mw | pf_q_a_from_mvar | pf_q_b_from_mvar | pf_q_c_from_mvar | pf_q_a_to_mvar | pf_q_b_to_mvar | pf_q_c_to_mvar | pf_ikss_a_from_degree | pf_ikss_b_from_degree | pf_ikss_c_from_degree | pf_ikss_a_to_degree | pf_ikss_b_to_degree | pf_ikss_c_to_degree | 3xI0 | pf_vm_a_from_pu | pf_vm_b_from_pu | pf_vm_c_from_pu | pf_vm_a_to_pu | pf_vm_b_to_pu | pf_vm_c_to_pu | pf_va_a_from_degree | pf_va_b_from_degree | pf_va_c_from_degree | pf_va_a_to_degree | pf_va_b_to_degree | pf_va_c_to_degree
Line0_1_2 | 0.024711 | 0.0029791 | 0.0029528 | 0.024711 | 0.0029791 | 0.0029529 | 0.0057068 | 0.00068799 | 0.00068193 | 0.0057068 | 0.000688 | 0.00068194 | 0.0035578 | -0.0003149 | 0.00064794 | -0.0035474 | 0.0003152 | -0.00064765 | 0.0033939 | 0.00064361 | 5.1474e-05 | -0.0033833 | -0.00064321 | -5.1075e-05 | -47.3265 | 121.214 | 121.6531 | 132.6735 | -58.786 | -58.3469 |  | 0.86159 | 1.0415 | 0.95315 | 0.859 | 1.0411 | 0.95267 | -3.6767 | -122.7149 | 126.1953 | -3.6827 | -122.6794 | 126.1622
Line10_11_12 | 0.0030072 | 0.0029686 | 0.0029608 | 0.0030072 | 0.0029687 | 0.0029608 | 0.00069448 | 0.00068558 | 0.00068376 | 0.00069449 | 0.00068559 | 0.00068377 | -0.00034808 | -0.00030899 | 0.00064954 | 0.00034817 | 0.00030908 | -0.00064946 | -0.000487 | 0.00064359 | 5.1085e-05 | 0.0004871 | -0.00064351 | -5.0998e-05 | 121.8752 | 121.6576 | 121.6843 | -58.1248 | -58.3424 | -58.3157 |  | 0.86195 | 1.0413 | 0.95288 | 0.86213 | 1.0413 | 0.95275 | -3.6801 | -122.6966 | 126.1812 | -3.6818 | -122.6874 | 126.1741
Line11_12_13 | 0.0030072 | 0.0029687 | 0.0029608 | 0.0030072 | 0.0029687 | 0.0029609 | 0.00069449 | 0.00068559 | 0.00068377 | 0.00069449 | 0.0006856 | 0.00068378 | -0.00034817 | -0.00030908 | 0.00064946 | 0.00034827 | 0.00030916 | -0.00064939 | -0.0004871 | 0.00064351 | 5.0998e-05 | 0.00048719 | -0.00064343 | -5.0912e-05 | 121.8752 | 121.6576 | 121.6842 | -58.1249 | -58.3424 | -58.3158 |  | 0.86213 | 1.0413 | 0.95275 | 0.86231 | 1.0412 | 0.95262 | -3.6818 | -122.6874 | 126.1741 | -3.6835 | -122.6783 | 126.1671
Line12_13_15 | 0 | 0 | 0 | 0 | 0 | 0 | 0 | 0 | 0 | 0 | 0 | 0 | 1.2144e-08 | 1.2761e-08 | -2.4577e-08 | -7.8252e-09 | -8.8598e-09 | 1.6357e-08 | 1.8843e-08 | -2.3866e-08 | -3.0088e-09 | -1.2755e-08 | 1.5741e-08 | 2.3623e-09 | 0 | 0 | 0 | 0 | 0 | 0 |  | 0.86231 | 1.0412 | 0.95262 | 0.86231 | 1.0412 | 0.95262 | -3.6835 | -122.6783 | 126.1671 | -3.6835 | -122.6783 | 126.1671
Line13_13_14 | 0.0030074 | 0.0029688 | 0.002961 | 0.0030074 | 0.0029689 | 0.002961 | 0.00069452 | 0.00068562 | 0.00068381 | 0.00069453 | 0.00068563 | 0.00068381 | -0.00034828 | -0.00030918 | 0.00064941 | 0.00034837 | 0.00030927 | -0.00064934 | -0.00048721 | 0.00064345 | 5.0915e-05 | 0.00048731 | -0.00064337 | -5.0829e-05 | 121.875 | 121.6574 | 121.6841 | -58.125 | -58.3426 | -58.3159 |  | 0.86231 | 1.0412 | 0.95262 | 0.86249 | 1.0411 | 0.95249 | -3.6835 | -122.6783 | 126.1671 | -3.6852 | -122.6691 | 126.16
Line14_15_16 | 0 | 0 | 0 | 0 | 0 | 0 | 0 | 0 | 0 | 0 | 0 | 0 | 8.0963e-09 | 8.5076e-09 | -1.6385e-08 | -3.7771e-09 | -4.606e-09 | 8.1641e-09 | 1.2562e-08 | -1.5911e-08 | -2.0059e-09 | -6.4739e-09 | 7.7859e-09 | 1.3594e-09 | 0 | 0 | 0 | 0 | 0 | 0 |  | 0.86231 | 1.0412 | 0.95262 | 0.86231 | 1.0412 | 0.95262 | -3.6835 | -122.6783 | 126.1671 | -3.6835 | -122.6783 | 126.1671
Line15_16_17 | 0 | 0 | 0 | 0 | 0 | 0 | 0 | 0 | 0 | 0 | 0 | 0 | 4.0481e-09 | 4.2538e-09 | -8.1925e-09 | 2.7105e-10 | -3.5218e-10 | -2.8349e-11 | 6.2809e-09 | -7.9553e-09 | -1.0029e-09 | -1.9297e-10 | -1.6948e-10 | 3.5648e-10 | 0 | 0 | 0 | 0 | 0 | 0 |  | 0.86231 | 1.0412 | 0.95262 | 0.86231 | 1.0412 | 0.95262 | -3.6835 | -122.6783 | 126.1671 | -3.6835 | -122.6783 | 126.1671
Line16_4_18 | 0 | 0 | 0 | 0 | 0 | 0 | 0 | 0 | 0 | 0 | 0 | 0 | 4.0377e-09 | 4.2952e-09 | -8.2226e-09 | 2.726e-10 | -3.5303e-10 | -2.9872e-11 | 6.3154e-09 | -7.9734e-09 | -1.0395e-09 | -1.9259e-10 | -1.7124e-10 | 3.5784e-10 | 0 | 0 | 0 | 0 | 0 | 0 |  | 0.86177 | 1.0414 | 0.95301 | 0.86177 | 1.0414 | 0.95301 | -3.6784 | -122.7057 | 126.1882 | -3.6784 | -122.7057 | 126.1882
Line17_5_19 | 0 | 0 | 0 | 0 | 0 | 0 | 0 | 0 | 0 | 0 | 0 | 0 | 4.0342e-09 | 4.3091e-09 | -8.2327e-09 | 2.7312e-10 | -3.5332e-10 | -3.0387e-11 | 6.3269e-09 | -7.9794e-09 | -1.0518e-09 | -1.9245e-10 | -1.7183e-10 | 3.583e-10 | 0 | 0 | 0 | 0 | 0 | 0 |  | 0.86159 | 1.0415 | 0.95315 | 0.86159 | 1.0415 | 0.95315 | -3.6767 | -122.7149 | 126.1953 | -3.6767 | -122.7149 | 126.1953
Line1_1_3 | 0.0030071 | 0.0029686 | 0.0029607 | 0.0030071 | 0.0029686 | 0.0029607 | 0.00069446 | 0.00068556 | 0.00068374 | 0.00069447 | 0.00068557 | 0.00068375 | -0.0003479 | -0.00030881 | 0.00064969 | 0.00034799 | 0.0003089 | -0.00064961 | -0.0004868 | 0.00064375 | 5.1257e-05 | 0.0004869 | -0.00064367 | -5.117e-05 | 121.8753 | 121.6577 | 121.6843 | -58.1247 | -58.3423 | -58.3157 |  | 0.86159 | 1.0415 | 0.95315 | 0.86177 | 1.0414 | 0.95301 | -3.6767 | -122.7149 | 126.1953 | -3.6784 | -122.7058 | 126.1882
Line2_1_4 | 0.0030224 | 0.0029837 | 0.0029757 | 0.0030225 | 0.0029837 | 0.0029758 | 0.000698 | 0.00068905 | 0.00068721 | 0.00069801 | 0.00068906 | 0.00068722 | -0.00034734 | -0.00031347 | 0.00065273 | 0.00034743 | 0.00031356 | -0.00065266 | -0.00049094 | 0.00064553 | 5.4628e-05 | 0.00049104 | -0.00064545 | -5.4541e-05 | 121.6027 | 121.3839 | 121.4113 | -58.3973 | -58.6161 | -58.5887 |  | 0.86159 | 1.0415 | 0.95315 | 0.86177 | 1.0414 | 0.95301 | -3.6767 | -122.7149 | 126.1953 | -3.6784 | -122.7057 | 126.1882
Line3_1_5 | 0 | 0 | 0 | 0 | 0 | 0 | 0 | 0 | 0 | 0 | 0 | 0 | 8.0683e-09 | 8.6182e-09 | -1.6465e-08 | -3.761e-09 | -4.6624e-09 | 8.2023e-09 | 1.2654e-08 | -1.5959e-08 | -2.1036e-09 | -6.5194e-09 | 7.8076e-09 | 1.4101e-09 | 0 | 0 | 0 | 0 | 0 | 0 |  | 0.86159 | 1.0415 | 0.95315 | 0.86159 | 1.0415 | 0.95315 | -3.6767 | -122.7149 | 126.1953 | -3.6767 | -122.7149 | 126.1953
Line4_2_6 | 0.024711 | 0.0029791 | 0.0029529 | 0.024711 | 0.0029792 | 0.0029529 | 0.0057068 | 0.000688 | 0.00068194 | 0.0057068 | 0.00068801 | 0.00068195 | 0.0035474 | -0.0003152 | 0.00064765 | -0.0035371 | 0.0003155 | -0.00064737 | 0.0033833 | 0.00064321 | 5.1075e-05 | -0.0033728 | -0.00064282 | -5.0677e-05 | -47.3265 | 121.214 | 121.653 | 132.6736 | -58.786 | -58.347 |  | 0.859 | 1.0411 | 0.95267 | 0.85642 | 1.0408 | 0.9522 | -3.6827 | -122.6794 | 126.1622 | -3.6888 | -122.6438 | 126.1291
Line5_6_7 | 0.024711 | 0.0029792 | 0.0029529 | 0.024711 | 0.0029792 | 0.002953 | 0.0057068 | 0.00068801 | 0.00068195 | 0.0057068 | 0.00068802 | 0.00068196 | 0.0035371 | -0.0003155 | 0.00064737 | -0.0035268 | 0.0003158 | -0.00064708 | 0.0033728 | 0.00064282 | 5.0677e-05 | -0.0033622 | -0.00064242 | -5.0278e-05 | -47.3264 | 121.214 | 121.653 | 132.6736 | -58.786 | -58.347 |  | 0.85642 | 1.0408 | 0.9522 | 0.85383 | 1.0404 | 0.95172 | -3.6888 | -122.6438 | 126.1291 | -3.6949 | -122.6082 | 126.0959
Line6_7_8 | 0.027795 | 0 | 0 | 0.027795 | 0 | 0 | 0.006419 | 0 | 0 | 0.006419 | 0 | 0 | 0.0038752 | 1.3293e-08 | -2.4998e-08 | -0.0038629 | -9.2284e-09 | 1.6648e-08 | 0.0038758 | -2.4149e-08 | -3.3062e-09 | -0.0038629 | 1.5936e-08 | 2.5554e-09 | -48.6988 | 0 | 0 | 131.3012 | 0 | 0 |  | 0.85383 | 1.0404 | 0.95172 | 0.85105 | 1.0402 | 0.95137 | -3.6949 | -122.6082 | 126.0959 | -3.6987 | -122.5817 | 126.0698
Line7_8_9 | 0 | 0 | 0 | 0 | 0 | 0 | 0 | 0 | 0 | 0 | 0 | 0 | 3.9637e-09 | 4.4404e-09 | -8.3358e-09 | 3.026e-10 | -3.4754e-10 | -2.3368e-11 | 6.3692e-09 | -8.0496e-09 | -1.1025e-09 | -1.9124e-10 | -1.632e-10 | 3.5042e-10 | 0 | 0 | 0 | 0 | 0 | 0 |  | 0.85105 | 1.0402 | 0.95137 | 0.85105 | 1.0402 | 0.95137 | -3.6987 | -122.5817 | 126.0698 | -3.6987 | -122.5817 | 126.0698
Line8_8_10 | 0 | 0 | 0 | 0 | 0 | 0 | 0 | 0 | 0 | 0 | 0 | 0 | 3.9637e-09 | 4.4404e-09 | -8.3358e-09 | 3.026e-10 | -3.4754e-10 | -2.3368e-11 | 6.3692e-09 | -8.0496e-09 | -1.1025e-09 | -1.9124e-10 | -1.632e-10 | 3.5042e-10 | 0 | 0 | 0 | 0 | 0 | 0 |  | 0.85105 | 1.0402 | 0.95137 | 0.85105 | 1.0402 | 0.95137 | -3.6987 | -122.5817 | 126.0698 | -3.6987 | -122.5817 | 126.0698
Line9_3_11 | 0.0030071 | 0.0029686 | 0.0029607 | 0.0030072 | 0.0029686 | 0.0029608 | 0.00069447 | 0.00068557 | 0.00068375 | 0.00069448 | 0.00068558 | 0.00068376 | -0.00034799 | -0.0003089 | 0.00064961 | 0.00034808 | 0.00030899 | -0.00064954 | -0.0004869 | 0.00064367 | 5.1171e-05 | 0.000487 | -0.00064359 | -5.1084e-05 | 121.8752 | 121.6576 | 121.6843 | -58.1248 | -58.3424 | -58.3157 |  | 0.86177 | 1.0414 | 0.95301 | 0.86195 | 1.0413 | 0.95288 | -3.6784 | -122.7058 | 126.1882 | -3.6801 | -122.6966 | 126.1812

## LG_min_fault_10
name | pf_ikss_a_from_ka | pf_ikss_b_from_ka | pf_ikss_c_from_ka | pf_ikss_a_to_ka | pf_ikss_b_to_ka | pf_ikss_c_to_ka | pf_skss_a_from_mw | pf_skss_b_from_mw | pf_skss_c_from_mw | pf_skss_a_to_mw | pf_skss_b_to_mw | pf_skss_c_to_mw | pf_p_a_from_mw | pf_p_b_from_mw | pf_p_c_from_mw | pf_p_a_to_mw | pf_p_b_to_mw | pf_p_c_to_mw | pf_q_a_from_mvar | pf_q_b_from_mvar | pf_q_c_from_mvar | pf_q_a_to_mvar | pf_q_b_to_mvar | pf_q_c_to_mvar | pf_ikss_a_from_degree | pf_ikss_b_from_degree | pf_ikss_c_from_degree | pf_ikss_a_to_degree | pf_ikss_b_to_degree | pf_ikss_c_to_degree | 3xI0 | pf_vm_a_from_pu | pf_vm_b_from_pu | pf_vm_c_from_pu | pf_vm_a_to_pu | pf_vm_b_to_pu | pf_vm_c_to_pu | pf_va_a_from_degree | pf_va_b_from_degree | pf_va_c_from_degree | pf_va_a_to_degree | pf_va_b_to_degree | pf_va_c_to_degree
Line0_1_2 | 0.023411 | 0.0028223 | 0.0027974 | 0.023411 | 0.0028223 | 0.0027975 | 0.0054065 | 0.00065178 | 0.00064604 | 0.0054065 | 0.00065179 | 0.00064605 | 0.0031931 | -0.00028262 | 0.00058153 | -0.0031838 | 0.00028289 | -0.00058127 | 0.0030461 | 0.00057765 | 4.6198e-05 | -0.0030366 | -0.00057729 | -4.584e-05 | -47.3265 | 121.214 | 121.6531 | 132.6735 | -58.786 | -58.3469 |  | 0.81624 | 0.98664 | 0.90298 | 0.81379 | 0.98632 | 0.90253 | -3.6767 | -122.7149 | 126.1953 | -3.6827 | -122.6794 | 126.1622
Line10_11_12 | 0.0028489 | 0.0028124 | 0.0028049 | 0.0028489 | 0.0028124 | 0.002805 | 0.00065793 | 0.0006495 | 0.00064777 | 0.00065793 | 0.0006495 | 0.00064778 | -0.00031241 | -0.00027732 | 0.00058297 | 0.00031249 | 0.0002774 | -0.0005829 | -0.00043708 | 0.00057762 | 4.5849e-05 | 0.00043717 | -0.00057755 | -4.5771e-05 | 121.8752 | 121.6576 | 121.6843 | -58.1248 | -58.3424 | -58.3157 |  | 0.81659 | 0.98653 | 0.90273 | 0.81676 | 0.98647 | 0.90261 | -3.6801 | -122.6966 | 126.1812 | -3.6818 | -122.6874 | 126.1741
Line11_12_13 | 0.0028489 | 0.0028124 | 0.002805 | 0.002849 | 0.0028125 | 0.002805 | 0.00065793 | 0.0006495 | 0.00064778 | 0.00065794 | 0.00064951 | 0.00064779 | -0.00031249 | -0.0002774 | 0.0005829 | 0.00031257 | 0.00027748 | -0.00058283 | -0.00043717 | 0.00057755 | 4.5771e-05 | 0.00043726 | -0.00057748 | -4.5694e-05 | 121.8752 | 121.6576 | 121.6842 | -58.1249 | -58.3424 | -58.3158 |  | 0.81676 | 0.98647 | 0.90261 | 0.81693 | 0.98641 | 0.90248 | -3.6818 | -122.6874 | 126.1741 | -3.6835 | -122.6783 | 126.1671
Line12_13_15 | 0 | 0 | 0 | 0 | 0 | 0 | 0 | 0 | 0 | 0 | 0 | 0 | 1.09e-08 | 1.1453e-08 | -2.2058e-08 | -7.0232e-09 | -7.9517e-09 | 1.468e-08 | 1.6912e-08 | -2.142e-08 | -2.7004e-09 | -1.1448e-08 | 1.4128e-08 | 2.1202e-09 | 0 | 0 | 0 | 0 | 0 | 0 |  | 0.81693 | 0.98641 | 0.90248 | 0.81693 | 0.98641 | 0.90248 | -3.6835 | -122.6783 | 126.1671 | -3.6835 | -122.6783 | 126.1671
Line13_13_14 | 0.0028491 | 0.0028126 | 0.0028051 | 0.0028491 | 0.0028126 | 0.0028052 | 0.00065797 | 0.00064954 | 0.00064782 | 0.00065797 | 0.00064954 | 0.00064782 | -0.00031258 | -0.00027749 | 0.00058285 | 0.00031266 | 0.00027757 | -0.00058278 | -0.00043728 | 0.0005775 | 4.5697e-05 | 0.00043736 | -0.00057743 | -4.5619e-05 | 121.875 | 121.6574 | 121.6841 | -58.125 | -58.3426 | -58.3159 |  | 0.81693 | 0.98641 | 0.90248 | 0.8171 | 0.98635 | 0.90236 | -3.6835 | -122.6783 | 126.1671 | -3.6852 | -122.6691 | 126.16
Line14_15_16 | 0 | 0 | 0 | 0 | 0 | 0 | 0 | 0 | 0 | 0 | 0 | 0 | 7.2665e-09 | 7.6357e-09 | -1.4706e-08 | -3.39e-09 | -4.1339e-09 | 7.3274e-09 | 1.1274e-08 | -1.428e-08 | -1.8003e-09 | -5.8104e-09 | 6.9879e-09 | 1.2201e-09 | 0 | 0 | 0 | 0 | 0 | 0 |  | 0.81693 | 0.98641 | 0.90248 | 0.81693 | 0.98641 | 0.90248 | -3.6835 | -122.6783 | 126.1671 | -3.6835 | -122.6783 | 126.1671
Line15_16_17 | 0 | 0 | 0 | 0 | 0 | 0 | 0 | 0 | 0 | 0 | 0 | 0 | 3.6332e-09 | 3.8178e-09 | -7.3528e-09 | 2.4327e-10 | -3.1608e-10 | -2.5443e-11 | 5.6372e-09 | -7.14e-09 | -9.0014e-10 | -1.732e-10 | -1.5211e-10 | 3.1994e-10 | 0 | 0 | 0 | 0 | 0 | 0 |  | 0.81693 | 0.98641 | 0.90248 | 0.81693 | 0.98641 | 0.90248 | -3.6835 | -122.6783 | 126.1671 | -3.6835 | -122.6783 | 126.1671
Line16_4_18 | 0 | 0 | 0 | 0 | 0 | 0 | 0 | 0 | 0 | 0 | 0 | 0 | 3.6239e-09 | 3.855e-09 | -7.3799e-09 | 2.4466e-10 | -3.1685e-10 | -2.6811e-11 | 5.6681e-09 | -7.1562e-09 | -9.3293e-10 | -1.7285e-10 | -1.5369e-10 | 3.2117e-10 | 0 | 0 | 0 | 0 | 0 | 0 |  | 0.81642 | 0.98659 | 0.90285 | 0.81642 | 0.98659 | 0.90285 | -3.6784 | -122.7057 | 126.1882 | -3.6784 | -122.7057 | 126.1882
Line17_5_19 | 0 | 0 | 0 | 0 | 0 | 0 | 0 | 0 | 0 | 0 | 0 | 0 | 3.6207e-09 | 3.8674e-09 | -7.3889e-09 | 2.4513e-10 | -3.171e-10 | -2.7272e-11 | 5.6784e-09 | -7.1616e-09 | -9.4399e-10 | -1.7273e-10 | -1.5422e-10 | 3.2158e-10 | 0 | 0 | 0 | 0 | 0 | 0 |  | 0.81624 | 0.98664 | 0.90298 | 0.81624 | 0.98664 | 0.90298 | -3.6767 | -122.7149 | 126.1953 | -3.6767 | -122.7149 | 126.1953
Line1_1_3 | 0.0028488 | 0.0028123 | 0.0028049 | 0.0028489 | 0.0028124 | 0.0028049 | 0.00065791 | 0.00064948 | 0.00064776 | 0.00065792 | 0.00064949 | 0.00064777 | -0.00031224 | -0.00027716 | 0.0005831 | 0.00031232 | 0.00027724 | -0.00058303 | -0.00043691 | 0.00057777 | 4.6003e-05 | 0.000437 | -0.00057769 | -4.5926e-05 | 121.8753 | 121.6577 | 121.6843 | -58.1247 | -58.3423 | -58.3157 |  | 0.81624 | 0.98664 | 0.90298 | 0.81641 | 0.98658 | 0.90286 | -3.6767 | -122.7149 | 126.1953 | -3.6784 | -122.7058 | 126.1882
Line2_1_4 | 0.0028633 | 0.0028266 | 0.0028191 | 0.0028634 | 0.0028267 | 0.0028191 | 0.00066126 | 0.00065279 | 0.00065104 | 0.00066127 | 0.00065279 | 0.00065105 | -0.00031174 | -0.00028134 | 0.00058583 | 0.00031182 | 0.00028142 | -0.00058576 | -0.00044062 | 0.00057937 | 4.9029e-05 | 0.00044071 | -0.0005793 | -4.8951e-05 | 121.6027 | 121.3839 | 121.4113 | -58.3973 | -58.6161 | -58.5887 |  | 0.81624 | 0.98664 | 0.90298 | 0.81642 | 0.98659 | 0.90285 | -3.6767 | -122.7149 | 126.1953 | -3.6784 | -122.7057 | 126.1882
Line3_1_5 | 0 | 0 | 0 | 0 | 0 | 0 | 0 | 0 | 0 | 0 | 0 | 0 | 7.2414e-09 | 7.7349e-09 | -1.4778e-08 | -3.3756e-09 | -4.1845e-09 | 7.3616e-09 | 1.1357e-08 | -1.4323e-08 | -1.888e-09 | -5.8512e-09 | 7.0073e-09 | 1.2656e-09 | 0 | 0 | 0 | 0 | 0 | 0 |  | 0.81624 | 0.98664 | 0.90298 | 0.81624 | 0.98664 | 0.90298 | -3.6767 | -122.7149 | 126.1953 | -3.6767 | -122.7149 | 126.1953
Line4_2_6 | 0.023411 | 0.0028223 | 0.0027975 | 0.023411 | 0.0028224 | 0.0027975 | 0.0054065 | 0.00065179 | 0.00064605 | 0.0054065 | 0.0006518 | 0.00064606 | 0.0031838 | -0.00028289 | 0.00058127 | -0.0031746 | 0.00028316 | -0.00058102 | 0.0030366 | 0.00057729 | 4.5841e-05 | -0.0030271 | -0.00057693 | -4.5483e-05 | -47.3265 | 121.214 | 121.653 | 132.6736 | -58.786 | -58.347 |  | 0.81379 | 0.98632 | 0.90253 | 0.81134 | 0.986 | 0.90208 | -3.6827 | -122.6794 | 126.1622 | -3.6888 | -122.6438 | 126.1291
Line5_6_7 | 0.023411 | 0.0028224 | 0.0027975 | 0.023411 | 0.0028224 | 0.0027975 | 0.0054065 | 0.0006518 | 0.00064606 | 0.0054064 | 0.00065181 | 0.00064606 | 0.0031746 | -0.00028316 | 0.00058102 | -0.0031653 | 0.00028343 | -0.00058076 | 0.0030271 | 0.00057693 | 4.5483e-05 | -0.0030176 | -0.00057658 | -4.5125e-05 | -47.3264 | 121.214 | 121.653 | 132.6736 | -58.786 | -58.347 |  | 0.81134 | 0.986 | 0.90208 | 0.80889 | 0.98568 | 0.90163 | -3.6888 | -122.6438 | 126.1291 | -3.6949 | -122.6082 | 126.0959
Line6_7_8 | 0.026332 | 0 | 0 | 0.026332 | 0 | 0 | 0.0060812 | 0 | 0 | 0.0060812 | 0 | 0 | 0.003478 | 1.193e-08 | -2.2436e-08 | -0.0034669 | -8.2825e-09 | 1.4942e-08 | 0.0034785 | -2.1674e-08 | -2.9674e-09 | -0.003467 | 1.4303e-08 | 2.2935e-09 | -48.6988 | 0 | 0 | 131.3012 | 0 | 0 |  | 0.80889 | 0.98568 | 0.90163 | 0.80626 | 0.98541 | 0.9013 | -3.6949 | -122.6082 | 126.0959 | -3.6987 | -122.5817 | 126.0698
Line7_8_9 | 0 | 0 | 0 | 0 | 0 | 0 | 0 | 0 | 0 | 0 | 0 | 0 | 3.5574e-09 | 3.9853e-09 | -7.4814e-09 | 2.7159e-10 | -3.1192e-10 | -2.0973e-11 | 5.7164e-09 | -7.2246e-09 | -9.8949e-10 | -1.7164e-10 | -1.4648e-10 | 3.145e-10 | 0 | 0 | 0 | 0 | 0 | 0 |  | 0.80626 | 0.98541 | 0.9013 | 0.80626 | 0.98541 | 0.9013 | -3.6987 | -122.5817 | 126.0698 | -3.6987 | -122.5817 | 126.0698
Line8_8_10 | 0 | 0 | 0 | 0 | 0 | 0 | 0 | 0 | 0 | 0 | 0 | 0 | 3.5574e-09 | 3.9853e-09 | -7.4814e-09 | 2.7159e-10 | -3.1192e-10 | -2.0973e-11 | 5.7164e-09 | -7.2246e-09 | -9.8949e-10 | -1.7164e-10 | -1.4648e-10 | 3.145e-10 | 0 | 0 | 0 | 0 | 0 | 0 |  | 0.80626 | 0.98541 | 0.9013 | 0.80626 | 0.98541 | 0.9013 | -3.6987 | -122.5817 | 126.0698 | -3.6987 | -122.5817 | 126.0698
Line9_3_11 | 0.0028489 | 0.0028124 | 0.0028049 | 0.0028489 | 0.0028124 | 0.0028049 | 0.00065792 | 0.00064949 | 0.00064777 | 0.00065793 | 0.0006495 | 0.00064777 | -0.00031232 | -0.00027724 | 0.00058303 | 0.00031241 | 0.00027732 | -0.00058297 | -0.000437 | 0.00057769 | 4.5926e-05 | 0.00043708 | -0.00057762 | -4.5848e-05 | 121.8752 | 121.6576 | 121.6843 | -58.1248 | -58.3424 | -58.3157 |  | 0.81641 | 0.98658 | 0.90286 | 0.81659 | 0.98653 | 0.90273 | -3.6784 | -122.7058 | 126.1882 | -3.6801 | -122.6966 | 126.1812

## LLG_max_6
name | pf_ikss_a_from_ka | pf_ikss_b_from_ka | pf_ikss_c_from_ka | pf_ikss_a_to_ka | pf_ikss_b_to_ka | pf_ikss_c_to_ka | pf_skss_a_from_mw | pf_skss_b_from_mw | pf_skss_c_from_mw | pf_skss_a_to_mw | pf_skss_b_to_mw | pf_skss_c_to_mw | pf_p_a_from_mw | pf_p_b_from_mw | pf_p_c_from_mw | pf_p_a_to_mw | pf_p_b_to_mw | pf_p_c_to_mw | pf_q_a_from_mvar | pf_q_b_from_mvar | pf_q_c_from_mvar | pf_q_a_to_mvar | pf_q_b_to_mvar | pf_q_c_to_mvar | pf_ikss_a_from_degree | pf_ikss_b_from_degree | pf_ikss_c_from_degree | pf_ikss_a_to_degree | pf_ikss_b_to_degree | pf_ikss_c_to_degree | 3xI0 | pf_vm_a_from_pu | pf_vm_b_from_pu | pf_vm_c_from_pu | pf_vm_a_to_pu | pf_vm_b_to_pu | pf_vm_c_to_pu | pf_va_a_from_degree | pf_va_b_from_degree | pf_va_c_from_degree | pf_va_a_to_degree | pf_va_b_to_degree | pf_va_c_to_degree
Line0_1_2 | 0.11953 | 1.9312 | 2.1655 | 0.11953 | 1.9312 | 2.1655 | 0.027605 | 0.44599 | 0.50009 | 0.027605 | 0.44599 | 0.50009 | -0.021469 | 0.12072 | 0.23617 | 0.021258 | -0.095847 | -0.1815 | 0.027242 | 0.32742 | 0.36159 | -0.026272 | -0.2519 | -0.27941 | -125.6035 | 176.0018 | 47.8698 | 54.3965 | -3.9982 | -132.1302 |  | 1.2565 | 0.78245 | 0.86362 | 1.2242 | 0.60432 | 0.66625 | 2.6369 | -114.2369 | 104.7195 | 3.3743 | -114.8295 | 104.8631
Line10_11_12 | 0.12032 | 0.37861 | 0.37381 | 0.12032 | 0.37861 | 0.37381 | 0.027787 | 0.087436 | 0.086328 | 0.027787 | 0.087436 | 0.086328 | 0.017356 | 0.020463 | -0.070327 | -0.017426 | -0.019907 | 0.071814 | 0.030341 | -0.069349 | -0.035404 | -0.030326 | 0.071562 | 0.037122 | -57.8174 | -42.6202 | -100.6708 | 122.1826 | 137.3798 | 79.3292 |  | 1.258 | 0.82695 | 0.91206 | 1.2587 | 0.84953 | 0.93645 | 2.4122 | -116.1801 | 106.0508 | 2.3001 | -117.0748 | 106.6647
Line11_12_13 | 0.12032 | 0.37861 | 0.37381 | 0.12032 | 0.37861 | 0.37381 | 0.027787 | 0.087436 | 0.086328 | 0.027787 | 0.087436 | 0.086328 | 0.017426 | 0.019907 | -0.071814 | -0.017495 | -0.019351 | 0.073301 | 0.030326 | -0.071562 | -0.037122 | -0.03031 | 0.073774 | 0.03884 | -57.8174 | -42.6202 | -100.6708 | 122.1826 | 137.3798 | 79.3292 |  | 1.2587 | 0.84953 | 0.93645 | 1.2595 | 0.8723 | 0.96094 | 2.3001 | -117.0748 | 106.6647 | 2.1881 | -117.923 | 107.2473
Line12_13_15 | 0 | 0 | 0 | 0 | 0 | 0 | 0 | 0 | 0 | 0 | 0 | 0 | -1.5378e-08 | -3.1514e-08 | 4.7439e-08 | 9.2814e-09 | 2.1576e-08 | -3.1403e-08 | -6.0928e-08 | 3.1571e-08 | 9.4165e-10 | 4.0804e-08 | -2.0925e-08 | -1.4444e-09 | 0 | 0 | 0 | 0 | 0 | 0 |  | 1.2595 | 0.8723 | 0.96094 | 1.2595 | 0.8723 | 0.96094 | 2.1881 | -117.923 | 107.2473 | 2.1881 | -117.923 | 107.2473
Line13_13_14 | 0.12032 | 0.37861 | 0.37381 | 0.12032 | 0.37861 | 0.37381 | 0.027787 | 0.087436 | 0.086328 | 0.027787 | 0.087436 | 0.086328 | 0.017495 | 0.019351 | -0.073301 | -0.017565 | -0.018794 | 0.074788 | 0.03031 | -0.073774 | -0.03884 | -0.030294 | 0.075987 | 0.040559 | -57.8174 | -42.6202 | -100.6708 | 122.1826 | 137.3798 | 79.3293 |  | 1.2595 | 0.8723 | 0.96094 | 1.2602 | 0.89525 | 0.98552 | 2.1881 | -117.923 | 107.2473 | 2.0763 | -118.7279 | 107.8009
Line14_15_16 | 0 | 0 | 0 | 0 | 0 | 0 | 0 | 0 | 0 | 0 | 0 | 0 | -1.0252e-08 | -2.101e-08 | 3.1626e-08 | 4.1553e-09 | 1.1071e-08 | -1.559e-08 | -4.0619e-08 | 2.1047e-08 | 6.2776e-10 | 2.0494e-08 | -1.0402e-08 | -1.1305e-09 | 0 | 0 | 0 | 0 | 0 | 0 |  | 1.2595 | 0.8723 | 0.96094 | 1.2595 | 0.8723 | 0.96094 | 2.1881 | -117.923 | 107.2473 | 2.1881 | -117.923 | 107.2473
Line15_16_17 | 0 | 0 | 0 | 0 | 0 | 0 | 0 | 0 | 0 | 0 | 0 | 0 | -5.1261e-09 | -1.0505e-08 | 1.5813e-08 | -9.7085e-10 | 5.6616e-10 | 2.2254e-10 | -2.0309e-08 | 1.0524e-08 | 3.1388e-10 | 1.8514e-10 | 1.2172e-10 | -8.1667e-10 | 0 | 0 | 0 | 0 | 0 | 0 |  | 1.2595 | 0.8723 | 0.96094 | 1.2595 | 0.8723 | 0.96094 | 2.1881 | -117.923 | 107.2473 | 2.1881 | -117.923 | 107.2473
Line16_4_18 | 0 | 0 | 0 | 0 | 0 | 0 | 0 | 0 | 0 | 0 | 0 | 0 | -4.5965e-09 | -1.2518e-08 | 1.6979e-08 | -9.6667e-10 | 7.0418e-10 | 3.98e-10 | -2.4e-08 | 1.0119e-08 | 7.9496e-10 | 2.1592e-10 | 2.4271e-10 | -8.634e-10 | 0 | 0 | 0 | 0 | 0 | 0 |  | 1.2585 | 0.8096 | 0.89528 | 1.2585 | 0.8096 | 0.89528 | 2.5543 | -115.5341 | 105.4935 | 2.5543 | -115.5341 | 105.4935
Line17_5_19 | 0 | 0 | 0 | 0 | 0 | 0 | 0 | 0 | 0 | 0 | 0 | 0 | -4.1855e-09 | -1.3377e-08 | 1.7294e-08 | -9.5633e-10 | 7.5237e-10 | 4.7263e-10 | -2.5556e-08 | 9.6848e-09 | 1.0652e-09 | 2.2255e-10 | 3.0249e-10 | -8.7628e-10 | 0 | 0 | 0 | 0 | 0 | 0 |  | 1.2565 | 0.78245 | 0.86362 | 1.2565 | 0.78245 | 0.86362 | 2.6369 | -114.2369 | 104.7195 | 2.6369 | -114.2369 | 104.7195
Line1_1_3 | 0.12032 | 0.37861 | 0.37381 | 0.12032 | 0.37861 | 0.37381 | 0.027787 | 0.087436 | 0.086328 | 0.027787 | 0.087436 | 0.086328 | 0.017216 | 0.021576 | -0.067353 | -0.017286 | -0.02102 | 0.06884 | 0.030373 | -0.064923 | -0.031968 | -0.030357 | 0.067136 | 0.033686 | -57.8173 | -42.6202 | -100.6708 | 122.1827 | 137.3798 | 79.3292 |  | 1.2565 | 0.78245 | 0.86362 | 1.2572 | 0.80458 | 0.88778 | 2.6369 | -114.2369 | 104.7195 | 2.5245 | -115.2353 | 105.4033
Line2_1_4 | 0.13565 | 0.46666 | 0.47752 | 0.13565 | 0.46666 | 0.47752 | 0.031328 | 0.10777 | 0.11028 | 0.031328 | 0.10777 | 0.11028 | 0.012667 | 0.030166 | -0.083126 | -0.012741 | -0.02936 | 0.085515 | 0.037269 | -0.078745 | -0.04648 | -0.037309 | 0.082162 | 0.049343 | -68.591 | -45.1978 | -104.4921 | 111.409 | 134.8022 | 75.5079 |  | 1.2565 | 0.78245 | 0.86362 | 1.2585 | 0.8096 | 0.89528 | 2.6369 | -114.2369 | 104.7195 | 2.5543 | -115.5341 | 105.4935
Line3_1_5 | 0 | 0 | 0 | 0 | 0 | 0 | 0 | 0 | 0 | 0 | 0 | 0 | -8.3709e-09 | -2.6754e-08 | 3.4588e-08 | 3.2291e-09 | 1.413e-08 | -1.6821e-08 | -5.1111e-08 | 1.937e-08 | 2.1304e-09 | 2.5778e-08 | -9.3823e-09 | -1.9415e-09 | 0 | 0 | 0 | 0 | 0 | 0 |  | 1.2565 | 0.78245 | 0.86362 | 1.2565 | 0.78245 | 0.86362 | 2.6369 | -114.2369 | 104.7195 | 2.6369 | -114.2369 | 104.7195
Line4_2_6 | 0.11953 | 1.9312 | 2.1655 | 0.11953 | 1.9312 | 2.1655 | 0.027605 | 0.44599 | 0.50009 | 0.027605 | 0.44599 | 0.50009 | -0.021258 | 0.095847 | 0.1815 | 0.021046 | -0.070975 | -0.12682 | 0.026272 | 0.2519 | 0.27941 | -0.025301 | -0.17639 | -0.19723 | -125.6035 | 176.0018 | 47.8698 | 54.3965 | -3.9982 | -132.1302 |  | 1.2242 | 0.60432 | 0.66625 | 1.1922 | 0.42631 | 0.46888 | 3.3743 | -114.8295 | 104.8631 | 4.1515 | -115.9173 | 105.1275
Line5_6_7 | 0.11953 | 1.9312 | 2.1655 | 0.11953 | 1.9312 | 2.1655 | 0.027605 | 0.44599 | 0.50009 | 0.027605 | 0.44599 | 0.50009 | -0.021046 | 0.070975 | 0.12682 | 0.020835 | -0.046103 | -0.072147 | 0.025301 | 0.17639 | 0.19723 | -0.02433 | -0.10087 | -0.11504 | -125.6035 | 176.0018 | 47.8698 | 54.3966 | -3.9982 | -132.1302 |  | 1.1922 | 0.42631 | 0.46888 | 1.1604 | 0.24867 | 0.27154 | 4.1515 | -115.9173 | 105.1275 | 4.9715 | -118.5616 | 105.7765
Line6_7_8 | 0 | 2.7528 | 3.0792 | 0 | 2.7528 | 3.0792 | 0 | 0.63573 | 0.71111 | 0 | 0.63573 | 0.71111 | -1.3086e-09 | 0.0444 | 0.1106 | -8.4083e-10 | 3.9622e-14 | 9.6263e-15 | -1.0729e-07 | 0.15172 | 0.15828 | 7.052e-08 | 4.1248e-15 | -7.961e-16 | 0 | 167.7501 | 50.7211 | 0 | -12.2499 | -129.2789 |  | 1.1604 | 0.24867 | 0.27154 | 1.1134 | 0 | 0 | 4.9715 | -118.5616 | 105.7765 | 5.7363 | 0 | 0
Line7_8_9 | 0 | 0 | 0 | 0 | 0 | 0 | 0 | 0 | 0 | 0 | 0 | 0 | 2.8028e-10 | -3.0955e-22 | -2.5851e-22 | -2.8028e-10 | -3.0491e-19 | -6.2542e-18 | -3.5046e-08 | -2.1263e-21 | 2.7203e-22 | 4.2844e-10 | 1.777e-17 | -3.218e-18 | 0 | 0 | 0 | 0 | 0 | 0 |  | 1.1134 | 0 | 0 | 1.1134 | 0 | 0 | 5.7363 | 0 | 0 | 5.7363 | 0 | 0
Line8_8_10 | 0 | 0 | 0 | 0 | 0 | 0 | 0 | 0 | 0 | 0 | 0 | 0 | 2.8028e-10 | -3.0955e-22 | -2.5851e-22 | -2.8028e-10 | -3.0491e-19 | -6.2542e-18 | -3.5046e-08 | -2.1263e-21 | 2.7203e-22 | 4.2844e-10 | 1.777e-17 | -3.2181e-18 | 0 | 0 | 0 | 0 | 0 | 0 |  | 1.1134 | 0 | 0 | 1.1134 | 0 | 0 | 5.7363 | 0 | 0 | 5.7363 | 0 | 0
Line9_3_11 | 0.12032 | 0.37861 | 0.37381 | 0.12032 | 0.37861 | 0.37381 | 0.027787 | 0.087436 | 0.086328 | 0.027787 | 0.087436 | 0.086328 | 0.017286 | 0.02102 | -0.06884 | -0.017356 | -0.020463 | 0.070327 | 0.030357 | -0.067136 | -0.033686 | -0.030341 | 0.069349 | 0.035404 | -57.8173 | -42.6202 | -100.6708 | 122.1826 | 137.3798 | 79.3292 |  | 1.2572 | 0.80458 | 0.88778 | 1.258 | 0.82695 | 0.91206 | 2.5245 | -115.2353 | 105.4033 | 2.4122 | -116.1801 | 106.0508

## LLG_max_10
name | pf_ikss_a_from_ka | pf_ikss_b_from_ka | pf_ikss_c_from_ka | pf_ikss_a_to_ka | pf_ikss_b_to_ka | pf_ikss_c_to_ka | pf_skss_a_from_mw | pf_skss_b_from_mw | pf_skss_c_from_mw | pf_skss_a_to_mw | pf_skss_b_to_mw | pf_skss_c_to_mw | pf_p_a_from_mw | pf_p_b_from_mw | pf_p_c_from_mw | pf_p_a_to_mw | pf_p_b_to_mw | pf_p_c_to_mw | pf_q_a_from_mvar | pf_q_b_from_mvar | pf_q_c_from_mvar | pf_q_a_to_mvar | pf_q_b_to_mvar | pf_q_c_to_mvar | pf_ikss_a_from_degree | pf_ikss_b_from_degree | pf_ikss_c_from_degree | pf_ikss_a_to_degree | pf_ikss_b_to_degree | pf_ikss_c_to_degree | 3xI0 | pf_vm_a_from_pu | pf_vm_b_from_pu | pf_vm_c_from_pu | pf_vm_a_to_pu | pf_vm_b_to_pu | pf_vm_c_to_pu | pf_va_a_from_degree | pf_va_b_from_degree | pf_va_c_from_degree | pf_va_a_to_degree | pf_va_b_to_degree | pf_va_c_to_degree
Line0_1_2 | 0.12391 | 2.0063 | 2.252 | 0.12391 | 2.0063 | 2.252 | 0.028616 | 0.46334 | 0.52009 | 0.028616 | 0.46334 | 0.52009 | -0.022681 | 0.13029 | 0.25419 | 0.02248 | -0.10327 | -0.19514 | 0.030202 | 0.3528 | 0.39071 | -0.029155 | -0.27119 | -0.30165 | -124.2584 | 176.1275 | 47.3969 | 55.7417 | -3.8725 | -132.6031 |  | 1.3199 | 0.81169 | 0.89624 | 1.2865 | 0.62629 | 0.69078 | 2.6477 | -114.1411 | 104.3494 | 3.3757 | -114.72 | 104.4972
Line10_11_12 | 0.12498 | 0.3886 | 0.38642 | 0.12498 | 0.3886 | 0.38642 | 0.028863 | 0.089744 | 0.089241 | 0.028863 | 0.089744 | 0.089241 | 0.018011 | 0.022061 | -0.075476 | -0.018079 | -0.021484 | 0.07706 | 0.033612 | -0.073714 | -0.037865 | -0.033597 | 0.076048 | 0.039704 | -59.3689 | -42.7257 | -100.9564 | 120.6311 | 137.2743 | 79.0436 |  | 1.3212 | 0.85737 | 0.94622 | 1.3218 | 0.88055 | 0.97139 | 2.4458 | -116.0641 | 105.6858 | 2.345 | -116.9503 | 106.3023
Line11_12_13 | 0.12498 | 0.3886 | 0.38642 | 0.12498 | 0.3886 | 0.38642 | 0.028863 | 0.089744 | 0.089241 | 0.028863 | 0.089744 | 0.089241 | 0.018079 | 0.021484 | -0.07706 | -0.018147 | -0.020907 | 0.078645 | 0.033597 | -0.076048 | -0.039704 | -0.033582 | 0.078382 | 0.041542 | -59.3689 | -42.7257 | -100.9564 | 120.6311 | 137.2743 | 79.0436 |  | 1.3218 | 0.88055 | 0.97139 | 1.3225 | 0.90393 | 0.99666 | 2.345 | -116.9503 | 106.3023 | 2.2443 | -117.7909 | 106.8876
Line12_13_15 | 0 | 0 | 0 | 0 | 0 | 0 | 0 | 0 | 0 | 0 | 0 | 0 | -1.6887e-08 | -3.5574e-08 | 5.2949e-08 | 1.0175e-08 | 2.4363e-08 | -3.5027e-08 | -6.9106e-08 | 3.4921e-08 | 1.1006e-09 | 4.628e-08 | -2.314e-08 | -1.6457e-09 | 0 | 0 | 0 | 0 | 0 | 0 |  | 1.3225 | 0.90393 | 0.99666 | 1.3225 | 0.90393 | 0.99666 | 2.2443 | -117.7909 | 106.8876 | 2.2443 | -117.7909 | 106.8876
Line13_13_14 | 0.12498 | 0.3886 | 0.38642 | 0.12498 | 0.3886 | 0.38642 | 0.028863 | 0.089744 | 0.089241 | 0.028863 | 0.089744 | 0.089241 | 0.018147 | 0.020907 | -0.078645 | -0.018216 | -0.02033 | 0.08023 | 0.033582 | -0.078382 | -0.041542 | -0.033567 | 0.080717 | 0.043381 | -59.369 | -42.7257 | -100.9564 | 120.631 | 137.2743 | 79.0436 |  | 1.3225 | 0.90393 | 0.99666 | 1.3232 | 0.9275 | 1.022 | 2.2443 | -117.7909 | 106.8876 | 2.1437 | -118.5889 | 107.4438
Line14_15_16 | 0 | 0 | 0 | 0 | 0 | 0 | 0 | 0 | 0 | 0 | 0 | 0 | -1.1258e-08 | -2.3716e-08 | 3.5299e-08 | 4.5459e-09 | 1.2505e-08 | -1.7377e-08 | -4.6071e-08 | 2.3281e-08 | 7.3373e-10 | 2.3244e-08 | -1.15e-08 | -1.2788e-09 | 0 | 0 | 0 | 0 | 0 | 0 |  | 1.3225 | 0.90393 | 0.99666 | 1.3225 | 0.90393 | 0.99666 | 2.2443 | -117.7909 | 106.8876 | 2.2443 | -117.7909 | 106.8876
Line15_16_17 | 0 | 0 | 0 | 0 | 0 | 0 | 0 | 0 | 0 | 0 | 0 | 0 | -5.6288e-09 | -1.1858e-08 | 1.765e-08 | -1.083e-09 | 6.4714e-10 | 2.7283e-10 | -2.3035e-08 | 1.164e-08 | 3.6687e-10 | 2.0889e-10 | 1.4054e-10 | -9.1196e-10 | 0 | 0 | 0 | 0 | 0 | 0 |  | 1.3225 | 0.90393 | 0.99666 | 1.3225 | 0.90393 | 0.99666 | 2.2443 | -117.7909 | 106.8876 | 2.2443 | -117.7909 | 106.8876
Line16_4_18 | 0 | 0 | 0 | 0 | 0 | 0 | 0 | 0 | 0 | 0 | 0 | 0 | -5.0189e-09 | -1.4003e-08 | 1.8852e-08 | -1.08e-09 | 7.9137e-10 | 4.5813e-10 | -2.7041e-08 | 1.1137e-08 | 8.6908e-10 | 2.397e-10 | 2.7077e-10 | -9.6161e-10 | 0 | 0 | 0 | 0 | 0 | 0 |  | 1.3217 | 0.83934 | 0.92857 | 1.3217 | 0.83934 | 0.92857 | 2.5771 | -115.4124 | 105.1224 | 2.5771 | -115.4124 | 105.1224
Line17_5_19 | 0 | 0 | 0 | 0 | 0 | 0 | 0 | 0 | 0 | 0 | 0 | 0 | -4.5711e-09 | -1.4903e-08 | 1.9168e-08 | -1.0698e-09 | 8.4098e-10 | 5.3557e-10 | -2.871e-08 | 1.0652e-08 | 1.1445e-09 | 2.4592e-10 | 3.3418e-10 | -9.7518e-10 | 0 | 0 | 0 | 0 | 0 | 0 |  | 1.3199 | 0.81169 | 0.89624 | 1.3199 | 0.81169 | 0.89624 | 2.6477 | -114.1411 | 104.3494 | 2.6477 | -114.1411 | 104.3494
Line1_1_3 | 0.12498 | 0.3886 | 0.38642 | 0.12498 | 0.3886 | 0.38642 | 0.028863 | 0.089744 | 0.089241 | 0.028863 | 0.089744 | 0.089241 | 0.017875 | 0.023216 | -0.072306 | -0.017943 | -0.022638 | 0.073891 | 0.033642 | -0.069046 | -0.034188 | -0.033627 | 0.07138 | 0.036026 | -59.3689 | -42.7257 | -100.9564 | 120.6311 | 137.2743 | 79.0436 |  | 1.3199 | 0.81169 | 0.89624 | 1.3205 | 0.83441 | 0.92117 | 2.6477 | -114.1411 | 104.3494 | 2.5467 | -115.129 | 105.0357
Line2_1_4 | 0.14067 | 0.47499 | 0.48878 | 0.14067 | 0.47499 | 0.48878 | 0.032487 | 0.10969 | 0.11288 | 0.032487 | 0.10969 | 0.11288 | 0.012926 | 0.032028 | -0.088479 | -0.012995 | -0.031205 | 0.090976 | 0.040884 | -0.083077 | -0.049056 | -0.040925 | 0.086621 | 0.052057 | -69.8074 | -45.224 | -104.6562 | 110.1926 | 134.776 | 75.3438 |  | 1.3199 | 0.81169 | 0.89624 | 1.3217 | 0.83934 | 0.92857 | 2.6477 | -114.1411 | 104.3494 | 2.5771 | -115.4124 | 105.1224
Line3_1_5 | 0 | 0 | 0 | 0 | 0 | 0 | 0 | 0 | 0 | 0 | 0 | 0 | -9.1423e-09 | -2.9807e-08 | 3.8336e-08 | 3.5014e-09 | 1.5744e-08 | -1.8632e-08 | -5.742e-08 | 2.1304e-08 | 2.289e-09 | 2.8956e-08 | -1.0318e-08 | -2.1197e-09 | 0 | 0 | 0 | 0 | 0 | 0 |  | 1.3199 | 0.81169 | 0.89624 | 1.3199 | 0.81169 | 0.89624 | 2.6477 | -114.1411 | 104.3494 | 2.6477 | -114.1411 | 104.3494
Line4_2_6 | 0.12391 | 2.0063 | 2.252 | 0.12391 | 2.0063 | 2.252 | 0.028616 | 0.46334 | 0.52009 | 0.028616 | 0.46334 | 0.52009 | -0.02248 | 0.10327 | 0.19514 | 0.022278 | -0.076261 | -0.13609 | 0.029155 | 0.27119 | 0.30165 | -0.028108 | -0.18958 | -0.21258 | -124.2583 | 176.1275 | 47.3969 | 55.7417 | -3.8725 | -132.6031 |  | 1.2865 | 0.62629 | 0.69078 | 1.2533 | 0.44102 | 0.48533 | 3.3757 | -114.72 | 104.4972 | 4.1423 | -115.7855 | 104.7701
Line5_6_7 | 0.12391 | 2.0063 | 2.252 | 0.12391 | 2.0063 | 2.252 | 0.028616 | 0.46334 | 0.52009 | 0.028616 | 0.46334 | 0.52009 | -0.022278 | 0.076261 | 0.13609 | 0.022077 | -0.049248 | -0.077043 | 0.028108 | 0.18958 | 0.21258 | -0.027061 | -0.10797 | -0.12352 | -124.2583 | 176.1275 | 47.3969 | 55.7417 | -3.8725 | -132.6031 |  | 1.2533 | 0.44102 | 0.48533 | 1.2204 | 0.25611 | 0.27991 | 4.1423 | -115.7855 | 104.7701 | 4.9504 | -118.3918 | 105.4437
Line6_7_8 | 0 | 2.8297 | 3.1698 | 0 | 2.8297 | 3.1698 | 0 | 0.6535 | 0.73204 | 0 | 0.6535 | 0.73204 | -1.321e-09 | 0.04719 | 0.11716 | -1.0063e-09 | 7.1907e-14 | 4.0787e-14 | -1.189e-07 | 0.16058 | 0.16811 | 7.82e-08 | -9.5451e-15 | -1.6955e-14 | 0 | 167.9847 | 50.3163 | 0 | -12.0153 | -129.6837 |  | 1.2204 | 0.25611 | 0.27991 | 1.1726 | 0 | 0 | 4.9504 | -118.3918 | 105.4437 | 5.6989 | 0 | 0
Line7_8_9 | 0 | 0 | 0 | 0 | 0 | 0 | 0 | 0 | 0 | 0 | 0 | 0 | 3.3542e-10 | -1.4709e-21 | -7.5115e-22 | -3.3542e-10 | -3.4371e-19 | -6.9226e-18 | -3.8865e-08 | -3.727e-21 | 1.5881e-21 | 4.6963e-10 | 1.9576e-17 | -3.576e-18 | 0 | 0 | 0 | 0 | 0 | 0 |  | 1.1726 | 0 | 0 | 1.1726 | 0 | 0 | 5.6989 | 0 | 0 | 5.6989 | 0 | 0
Line8_8_10 | 0 | 0 | 0 | 0 | 0 | 0 | 0 | 0 | 0 | 0 | 0 | 0 | 3.3542e-10 | -1.4709e-21 | -7.5115e-22 | -3.3542e-10 | -3.4371e-19 | -6.9226e-18 | -3.8865e-08 | -3.727e-21 | 1.5881e-21 | 4.6963e-10 | 1.9576e-17 | -3.576e-18 | 0 | 0 | 0 | 0 | 0 | 0 |  | 1.1726 | 0 | 0 | 1.1726 | 0 | 0 | 5.6989 | 0 | 0 | 5.6989 | 0 | 0
Line9_3_11 | 0.12498 | 0.3886 | 0.38642 | 0.12498 | 0.3886 | 0.38642 | 0.028863 | 0.089744 | 0.089241 | 0.028863 | 0.089744 | 0.089241 | 0.017943 | 0.022638 | -0.073891 | -0.018011 | -0.022061 | 0.075476 | 0.033627 | -0.07138 | -0.036026 | -0.033612 | 0.073714 | 0.037865 | -59.3689 | -42.7257 | -100.9564 | 120.6311 | 137.2743 | 79.0436 |  | 1.3205 | 0.83441 | 0.92117 | 1.3212 | 0.85737 | 0.94622 | 2.5467 | -115.129 | 105.0357 | 2.4458 | -116.0641 | 105.6858

## LLG_max_fault_6
name | pf_ikss_a_from_ka | pf_ikss_b_from_ka | pf_ikss_c_from_ka | pf_ikss_a_to_ka | pf_ikss_b_to_ka | pf_ikss_c_to_ka | pf_skss_a_from_mw | pf_skss_b_from_mw | pf_skss_c_from_mw | pf_skss_a_to_mw | pf_skss_b_to_mw | pf_skss_c_to_mw | pf_p_a_from_mw | pf_p_b_from_mw | pf_p_c_from_mw | pf_p_a_to_mw | pf_p_b_to_mw | pf_p_c_to_mw | pf_q_a_from_mvar | pf_q_b_from_mvar | pf_q_c_from_mvar | pf_q_a_to_mvar | pf_q_b_to_mvar | pf_q_c_to_mvar | pf_ikss_a_from_degree | pf_ikss_b_from_degree | pf_ikss_c_from_degree | pf_ikss_a_to_degree | pf_ikss_b_to_degree | pf_ikss_c_to_degree | 3xI0 | pf_vm_a_from_pu | pf_vm_b_from_pu | pf_vm_c_from_pu | pf_vm_a_to_pu | pf_vm_b_to_pu | pf_vm_c_to_pu | pf_va_a_from_degree | pf_va_b_from_degree | pf_va_c_from_degree | pf_va_a_to_degree | pf_va_b_to_degree | pf_va_c_to_degree
Line0_1_2 | 0.11608 | 0.095957 | 0.093221 | 0.11608 | 0.095957 | 0.093221 | 0.026809 | 0.02216 | 0.021528 | 0.026809 | 0.02216 | 0.021528 | -0.01106 | -0.0060032 | -0.0068739 | 0.011194 | 0.0061011 | 0.0069543 | -0.026968 | -0.023213 | -0.022312 | 0.027228 | 0.023402 | 0.022488 | 112.511 | -15.4321 | -132.9406 | -67.489 | 164.5679 | 47.0594 |  | 1.0872 | 1.082 | 1.0844 | 1.0981 | 1.0913 | 1.0934 | 0.21203 | -119.932 | 119.936 | 0.1619 | -120.0445 | 119.8756
Line10_11_12 | 0.10492 | 0.11005 | 0.10668 | 0.10492 | 0.11005 | 0.10668 | 0.02423 | 0.025415 | 0.024636 | 0.02423 | 0.025415 | 0.024636 | -0.00045307 | -0.0012139 | -0.0019804 | 0.00056169 | 0.0013327 | 0.0020978 | -0.02679 | -0.027959 | -0.027113 | 0.027013 | 0.028198 | 0.027341 | 90.7249 | -27.8973 | -146.3178 | -89.2751 | 152.1027 | 33.6822 |  | 1.1058 | 1.1011 | 1.1035 | 1.1151 | 1.1108 | 1.113 | -0.24395 | -120.3834 | 119.5047 | -0.46625 | -120.6033 | 119.2946
Line11_12_13 | 0.10492 | 0.11005 | 0.10668 | 0.10492 | 0.11005 | 0.10668 | 0.02423 | 0.025415 | 0.024636 | 0.02423 | 0.025415 | 0.024636 | -0.00056169 | -0.0013327 | -0.0020978 | 0.00067031 | 0.0014516 | 0.0022152 | -0.027013 | -0.028198 | -0.027341 | 0.027237 | 0.028437 | 0.027568 | 90.7249 | -27.8973 | -146.3178 | -89.2751 | 152.1027 | 33.6822 |  | 1.1151 | 1.1108 | 1.113 | 1.1244 | 1.1204 | 1.1226 | -0.46625 | -120.6033 | 119.2946 | -0.68486 | -120.8194 | 119.0881
Line12_13_15 | 0 | 0 | 0 | 0 | 0 | 0 | 0 | 0 | 0 | 0 | 0 | 0 | 4.0795e-10 | 7.591e-10 | 1.5213e-09 | -5.7912e-10 | -7.9566e-10 | -1.3136e-09 | -2.7011e-10 | 8.4035e-10 | -2.7785e-11 | 1.2833e-10 | -6.2192e-10 | -5.0265e-11 | 0 | 0 | 0 | 0 | 0 | 0 |  | 1.1244 | 1.1204 | 1.1226 | 1.1244 | 1.1204 | 1.1226 | -0.68486 | -120.8194 | 119.0881 | -0.68486 | -120.8194 | 119.0881
Line13_13_14 | 0.10492 | 0.11005 | 0.10668 | 0.10492 | 0.11005 | 0.10668 | 0.02423 | 0.025415 | 0.024636 | 0.02423 | 0.025415 | 0.024636 | -0.00067031 | -0.0014516 | -0.0022152 | 0.00077893 | 0.0015704 | 0.0023326 | -0.027237 | -0.028437 | -0.027568 | 0.02746 | 0.028677 | 0.027795 | 90.7249 | -27.8973 | -146.3178 | -89.2751 | 152.1027 | 33.6822 |  | 1.1244 | 1.1204 | 1.1226 | 1.1338 | 1.13 | 1.1322 | -0.68486 | -120.8194 | 119.0881 | -0.89987 | -121.0318 | 118.885
Line14_15_16 | 0 | 0 | 0 | 0 | 0 | 0 | 0 | 0 | 0 | 0 | 0 | 0 | 2.7197e-10 | 5.0607e-10 | 1.0142e-09 | -4.4314e-10 | -5.4262e-10 | -8.0647e-10 | -1.8007e-10 | 5.6023e-10 | -1.8523e-11 | 3.8293e-11 | -3.418e-10 | -5.9526e-11 | 0 | 0 | 0 | 0 | 0 | 0 |  | 1.1244 | 1.1204 | 1.1226 | 1.1244 | 1.1204 | 1.1226 | -0.68486 | -120.8194 | 119.0881 | -0.68486 | -120.8194 | 119.0881
Line15_16_17 | 0 | 0 | 0 | 0 | 0 | 0 | 0 | 0 | 0 | 0 | 0 | 0 | 1.3598e-10 | 2.5303e-10 | 5.071e-10 | -3.0716e-10 | -2.8959e-10 | -2.9937e-10 | -9.0037e-11 | 2.8012e-10 | -9.2616e-12 | -5.1744e-11 | -6.1686e-11 | -6.8788e-11 | 0 | 0 | 0 | 0 | 0 | 0 |  | 1.1244 | 1.1204 | 1.1226 | 1.1244 | 1.1204 | 1.1226 | -0.68486 | -120.8194 | 119.0881 | -0.68486 | -120.8194 | 119.0881
Line16_4_18 | 0 | 0 | 0 | 0 | 0 | 0 | 0 | 0 | 0 | 0 | 0 | 0 | 1.4934e-11 | 1.1907e-10 | 4.2902e-10 | -1.9795e-10 | -1.7745e-10 | -1.8762e-10 | -1.6848e-10 | 2.6067e-10 | -4.7505e-11 | -5.6011e-12 | -1.6083e-11 | -2.4892e-11 | 0 | 0 | 0 | 0 | 0 | 0 |  | 1.0991 | 1.0942 | 1.0966 | 1.0991 | 1.0942 | 1.0966 | -0.07584 | -120.2187 | 119.6622 | -0.07584 | -120.2187 | 119.6622
Line17_5_19 | 0 | 0 | 0 | 0 | 0 | 0 | 0 | 0 | 0 | 0 | 0 | 0 | -3.7246e-11 | 5.7157e-11 | 3.9235e-10 | -1.485e-10 | -1.2679e-10 | -1.3697e-10 | -2.0427e-10 | 2.4923e-10 | -6.2866e-11 | 1.549e-11 | 4.947e-12 | -4.6635e-12 | 0 | 0 | 0 | 0 | 0 | 0 |  | 1.0872 | 1.082 | 1.0844 | 1.0872 | 1.082 | 1.0844 | 0.21203 | -119.932 | 119.936 | 0.21203 | -119.932 | 119.936
Line1_1_3 | 0.10492 | 0.11005 | 0.10668 | 0.10492 | 0.11005 | 0.10668 | 0.02423 | 0.025415 | 0.024636 | 0.02423 | 0.025415 | 0.024636 | -0.00023583 | -0.00097627 | -0.0017456 | 0.00034445 | 0.0010951 | 0.001863 | -0.026343 | -0.02748 | -0.026659 | 0.026566 | 0.02772 | 0.026886 | 90.7249 | -27.8973 | -146.3178 | -89.2751 | 152.1027 | 33.6822 |  | 1.0872 | 1.082 | 1.0844 | 1.0965 | 1.0915 | 1.094 | 0.21203 | -119.932 | 119.936 | -0.01789 | -120.1597 | 119.7185
Line2_1_4 | 0.13378 | 0.14037 | 0.13657 | 0.13378 | 0.14037 | 0.13657 | 0.030896 | 0.032418 | 0.031539 | 0.030896 | 0.032418 | 0.031539 | -0.00060498 | -0.0013815 | -0.0024228 | 0.00078217 | 0.0015745 | 0.0026149 | -0.033586 | -0.035047 | -0.034117 | 0.03395 | 0.035437 | 0.034488 | 91.244 | -27.6747 | -146.002 | -88.756 | 152.3253 | 33.998 |  | 1.0872 | 1.082 | 1.0844 | 1.0991 | 1.0942 | 1.0966 | 0.21203 | -119.932 | 119.936 | -0.07584 | -120.2187 | 119.6622
Line3_1_5 | 0 | 0 | 0 | 0 | 0 | 0 | 0 | 0 | 0 | 0 | 0 | 0 | -7.4491e-11 | 1.1431e-10 | 7.8469e-10 | -1.1125e-10 | -1.8395e-10 | -5.2932e-10 | -4.0853e-10 | 4.9847e-10 | -1.2573e-10 | 2.1976e-10 | -2.4429e-10 | 5.8202e-11 | 0 | 0 | 0 | 0 | 0 | 0 |  | 1.0872 | 1.082 | 1.0844 | 1.0872 | 1.082 | 1.0844 | 0.21203 | -119.932 | 119.936 | 0.21203 | -119.932 | 119.936
Line4_2_6 | 0.11608 | 0.095957 | 0.093221 | 0.11608 | 0.095957 | 0.093221 | 0.026809 | 0.02216 | 0.021528 | 0.026809 | 0.02216 | 0.021528 | -0.011194 | -0.0061011 | -0.0069543 | 0.011329 | 0.0061989 | 0.0070347 | -0.027228 | -0.023402 | -0.022488 | 0.027489 | 0.02359 | 0.022665 | 112.511 | -15.4321 | -132.9406 | -67.489 | 164.5679 | 47.0594 |  | 1.0981 | 1.0913 | 1.0934 | 1.109 | 1.1007 | 1.1023 | 0.1619 | -120.0445 | 119.8756 | 0.11275 | -120.1552 | 119.8162
Line5_6_7 | 0.11608 | 0.095957 | 0.093221 | 0.11608 | 0.095957 | 0.093221 | 0.026809 | 0.02216 | 0.021528 | 0.026809 | 0.02216 | 0.021528 | -0.011329 | -0.0061989 | -0.0070347 | 0.011464 | 0.0062968 | 0.0071152 | -0.027489 | -0.02359 | -0.022665 | 0.02775 | 0.023779 | 0.022842 | 112.511 | -15.4321 | -132.9406 | -67.489 | 164.5679 | 47.0594 |  | 1.109 | 1.1007 | 1.1023 | 1.12 | 1.11 | 1.1113 | 0.11275 | -120.1552 | 119.8162 | 0.064563 | -120.264 | 119.7577
Line6_7_8 | 0 | 0.036159 | 0.03619 | 0 | 0.036159 | 0.03619 | 0 | 0.0083505 | 0.0083577 | 0 | 0.0083505 | 0.0083577 | 1.3105e-10 | 0.0065455 | 0.0065644 | -3.664e-10 | -0.0065373 | -0.0065486 | -9.8296e-10 | 0.0065632 | 0.0065707 | 6.7653e-10 | -0.0065373 | -0.0065486 | 0 | -165.3412 | 74.7301 | 0 | 14.6588 | -105.2699 |  | 1.12 | 1.11 | 1.1113 | 1.1194 | 1.1071 | 1.1081 | 0.064563 | -120.264 | 119.7577 | 0.055308 | -120.3412 | 119.7301
Line7_8_9 | 0 | 0 | 0 | 0 | 0 | 0 | 0 | 0 | 0 | 0 | 0 | 0 | 4.078e-11 | 7.0904e-11 | 6.4122e-10 | -2.8484e-10 | -2.3201e-10 | -2.3605e-10 | -3.3618e-10 | 3.9974e-10 | -2.7096e-11 | 4.1602e-12 | -2.538e-11 | -2.0098e-11 | 0 | 0 | 0 | 0 | 0 | 0 |  | 1.1194 | 1.1071 | 1.1081 | 1.1194 | 1.1071 | 1.1081 | 0.055308 | -120.3412 | 119.7301 | 0.055308 | -120.3412 | 119.7301
Line8_8_10 | 0 | 0 | 0 | 0 | 0 | 0 | 0 | 0 | 0 | 0 | 0 | 0 | 4.078e-11 | 7.0904e-11 | 6.4122e-10 | -2.8484e-10 | -2.3201e-10 | -2.3605e-10 | -3.3618e-10 | 3.9974e-10 | -2.7096e-11 | 4.1602e-12 | -2.538e-11 | -2.0098e-11 | 0 | 0 | 0 | 0 | 0 | 0 |  | 1.1194 | 1.1071 | 1.1081 | 1.1194 | 1.1071 | 1.1081 | 0.055308 | -120.3412 | 119.7301 | 0.055308 | -120.3412 | 119.7301
Line9_3_11 | 0.10492 | 0.11005 | 0.10668 | 0.10492 | 0.11005 | 0.10668 | 0.02423 | 0.025415 | 0.024636 | 0.02423 | 0.025415 | 0.024636 | -0.00034445 | -0.0010951 | -0.001863 | 0.00045307 | 0.0012139 | 0.0019804 | -0.026566 | -0.02772 | -0.026886 | 0.02679 | 0.027959 | 0.027113 | 90.7249 | -27.8973 | -146.3178 | -89.2751 | 152.1027 | 33.6822 |  | 1.0965 | 1.0915 | 1.094 | 1.1058 | 1.1011 | 1.1035 | -0.01789 | -120.1597 | 119.7185 | -0.24395 | -120.3834 | 119.5047

## LLG_max_fault_10
name | pf_ikss_a_from_ka | pf_ikss_b_from_ka | pf_ikss_c_from_ka | pf_ikss_a_to_ka | pf_ikss_b_to_ka | pf_ikss_c_to_ka | pf_skss_a_from_mw | pf_skss_b_from_mw | pf_skss_c_from_mw | pf_skss_a_to_mw | pf_skss_b_to_mw | pf_skss_c_to_mw | pf_p_a_from_mw | pf_p_b_from_mw | pf_p_c_from_mw | pf_p_a_to_mw | pf_p_b_to_mw | pf_p_c_to_mw | pf_q_a_from_mvar | pf_q_b_from_mvar | pf_q_c_from_mvar | pf_q_a_to_mvar | pf_q_b_to_mvar | pf_q_c_to_mvar | pf_ikss_a_from_degree | pf_ikss_b_from_degree | pf_ikss_c_from_degree | pf_ikss_a_to_degree | pf_ikss_b_to_degree | pf_ikss_c_to_degree | 3xI0 | pf_vm_a_from_pu | pf_vm_b_from_pu | pf_vm_c_from_pu | pf_vm_a_to_pu | pf_vm_b_to_pu | pf_vm_c_to_pu | pf_va_a_from_degree | pf_va_b_from_degree | pf_va_c_from_degree | pf_va_a_to_degree | pf_va_b_to_degree | pf_va_c_to_degree
Line0_1_2 | 0.1168 | 0.095663 | 0.092746 | 0.1168 | 0.095663 | 0.092746 | 0.026974 | 0.022092 | 0.021419 | 0.026974 | 0.022092 | 0.021419 | -0.011558 | -0.0059885 | -0.0069512 | 0.011695 | 0.0060861 | 0.0070304 | -0.028476 | -0.024316 | -0.023323 | 0.028739 | 0.024503 | 0.023498 | 112.3087 | -16.099 | -133.4763 | -67.6913 | 163.901 | 46.5237 |  | 1.1393 | 1.1335 | 1.1362 | 1.1503 | 1.1428 | 1.1451 | 0.21628 | -119.9346 | 119.9275 | 0.16585 | -120.0476 | 119.867
Line10_11_12 | 0.106 | 0.11145 | 0.10791 | 0.106 | 0.11145 | 0.10791 | 0.024481 | 0.025739 | 0.02492 | 0.024481 | 0.025739 | 0.02492 | -0.00048766 | -0.0013248 | -0.0021785 | 0.00059848 | 0.0014466 | 0.0022988 | -0.028347 | -0.029646 | -0.028713 | 0.028575 | 0.029891 | 0.028946 | 90.7627 | -27.8105 | -146.148 | -89.2373 | 152.1895 | 33.852 |  | 1.1581 | 1.1529 | 1.1555 | 1.1675 | 1.1627 | 1.1652 | -0.22286 | -120.3693 | 119.5132 | -0.43713 | -120.5812 | 119.3112
Line11_12_13 | 0.106 | 0.11145 | 0.10791 | 0.106 | 0.11145 | 0.10791 | 0.024481 | 0.025739 | 0.02492 | 0.024481 | 0.025739 | 0.02492 | -0.00059848 | -0.0014466 | -0.0022988 | 0.00070931 | 0.0015683 | 0.0024191 | -0.028575 | -0.029891 | -0.028946 | 0.028803 | 0.030136 | 0.029178 | 90.7627 | -27.8105 | -146.148 | -89.2373 | 152.1895 | 33.852 |  | 1.1675 | 1.1627 | 1.1652 | 1.1769 | 1.1724 | 1.1749 | -0.43713 | -120.5812 | 119.3112 | -0.64797 | -120.7896 | 119.1125
Line12_13_15 | 0 | 0 | 0 | 0 | 0 | 0 | 0 | 0 | 0 | 0 | 0 | 0 | 4.0445e-10 | 8.0553e-10 | 1.6916e-09 | -6.0188e-10 | -8.4887e-10 | -1.4509e-09 | -3.3381e-10 | 9.5329e-10 | -4.7884e-11 | 1.6885e-10 | -7.0069e-10 | -4.1476e-11 | 0 | 0 | 0 | 0 | 0 | 0 |  | 1.1769 | 1.1724 | 1.1749 | 1.1769 | 1.1724 | 1.1749 | -0.64797 | -120.7896 | 119.1125 | -0.64797 | -120.7896 | 119.1125
Line13_13_14 | 0.106 | 0.11145 | 0.10791 | 0.106 | 0.11145 | 0.10791 | 0.024481 | 0.025739 | 0.02492 | 0.024481 | 0.025739 | 0.02492 | -0.00070931 | -0.0015683 | -0.0024191 | 0.00082014 | 0.0016901 | 0.0025394 | -0.028803 | -0.030136 | -0.029178 | 0.029031 | 0.030381 | 0.02941 | 90.7627 | -27.8105 | -146.148 | -89.2373 | 152.1895 | 33.852 |  | 1.1769 | 1.1724 | 1.1749 | 1.1864 | 1.1822 | 1.1846 | -0.64797 | -120.7896 | 119.1125 | -0.85546 | -120.9945 | 118.917
Line14_15_16 | 0 | 0 | 0 | 0 | 0 | 0 | 0 | 0 | 0 | 0 | 0 | 0 | 2.6963e-10 | 5.3702e-10 | 1.1278e-09 | -4.6707e-10 | -5.8036e-10 | -8.8699e-10 | -2.2254e-10 | 6.3553e-10 | -3.1923e-11 | 5.7586e-11 | -3.8293e-10 | -5.7438e-11 | 0 | 0 | 0 | 0 | 0 | 0 |  | 1.1769 | 1.1724 | 1.1749 | 1.1769 | 1.1724 | 1.1749 | -0.64797 | -120.7896 | 119.1125 | -0.64797 | -120.7896 | 119.1125
Line15_16_17 | 0 | 0 | 0 | 0 | 0 | 0 | 0 | 0 | 0 | 0 | 0 | 0 | 1.3482e-10 | 2.6851e-10 | 5.6388e-10 | -3.3225e-10 | -3.1185e-10 | -3.2311e-10 | -1.1127e-10 | 3.1776e-10 | -1.5961e-11 | -5.3683e-11 | -6.5163e-11 | -7.3399e-11 | 0 | 0 | 0 | 0 | 0 | 0 |  | 1.1769 | 1.1724 | 1.1749 | 1.1769 | 1.1724 | 1.1749 | -0.64797 | -120.7896 | 119.1125 | -0.64797 | -120.7896 | 119.1125
Line16_4_18 | 0 | 0 | 0 | 0 | 0 | 0 | 0 | 0 | 0 | 0 | 0 | 0 | 5.9008e-12 | 1.2471e-10 | 4.8236e-10 | -2.162e-10 | -1.9255e-10 | -2.0422e-10 | -1.9624e-10 | 2.9826e-10 | -5.585e-11 | -4.7345e-12 | -1.6795e-11 | -2.6932e-11 | 0 | 0 | 0 | 0 | 0 | 0 |  | 1.1512 | 1.1458 | 1.1485 | 1.1512 | 1.1458 | 1.1485 | -0.058422 | -120.2082 | 119.6669 | -0.058422 | -120.2082 | 119.6669
Line17_5_19 | 0 | 0 | 0 | 0 | 0 | 0 | 0 | 0 | 0 | 0 | 0 | 0 | -4.8966e-11 | 5.9092e-11 | 4.4448e-10 | -1.643e-10 | -1.3932e-10 | -1.5099e-10 | -2.3448e-10 | 2.8676e-10 | -7.1605e-11 | 1.7346e-11 | 5.2194e-12 | -5.7964e-12 | 0 | 0 | 0 | 0 | 0 | 0 |  | 1.1393 | 1.1335 | 1.1362 | 1.1393 | 1.1335 | 1.1362 | 0.21628 | -119.9346 | 119.9275 | 0.21628 | -119.9346 | 119.9275
Line1_1_3 | 0.106 | 0.11145 | 0.10791 | 0.106 | 0.11145 | 0.10791 | 0.024481 | 0.025739 | 0.02492 | 0.024481 | 0.025739 | 0.02492 | -0.000266 | -0.0010814 | -0.0019379 | 0.00037683 | 0.0012031 | 0.0020582 | -0.02789 | -0.029155 | -0.028249 | 0.028118 | 0.0294 | 0.028481 | 90.7627 | -27.8105 | -146.148 | -89.2373 | 152.1895 | 33.852 |  | 1.1393 | 1.1335 | 1.1362 | 1.1487 | 1.1432 | 1.1459 | 0.21628 | -119.9346 | 119.9275 | -0.005083 | -120.1538 | 119.7186
Line2_1_4 | 0.13392 | 0.14085 | 0.13687 | 0.13392 | 0.14085 | 0.13687 | 0.030927 | 0.032527 | 0.031609 | 0.030927 | 0.032527 | 0.031609 | -0.00065208 | -0.0015035 | -0.0026493 | 0.00082956 | 0.0016977 | 0.0028425 | -0.03523 | -0.036839 | -0.035818 | 0.035595 | 0.037231 | 0.036191 | 91.2767 | -27.5975 | -145.8423 | -88.7233 | 152.4025 | 34.1577 |  | 1.1393 | 1.1335 | 1.1362 | 1.1512 | 1.1458 | 1.1485 | 0.21628 | -119.9346 | 119.9275 | -0.058422 | -120.2082 | 119.6669
Line3_1_5 | 0 | 0 | 0 | 0 | 0 | 0 | 0 | 0 | 0 | 0 | 0 | 0 | -9.7933e-11 | 1.1818e-10 | 8.8896e-10 | -1.1533e-10 | -1.9841e-10 | -5.9547e-10 | -4.6896e-10 | 5.7352e-10 | -1.4321e-10 | 2.5182e-10 | -2.8154e-10 | 6.5809e-11 | 0 | 0 | 0 | 0 | 0 | 0 |  | 1.1393 | 1.1335 | 1.1362 | 1.1393 | 1.1335 | 1.1362 | 0.21628 | -119.9346 | 119.9275 | 0.21628 | -119.9346 | 119.9275
Line4_2_6 | 0.1168 | 0.095663 | 0.092746 | 0.1168 | 0.095663 | 0.092746 | 0.026974 | 0.022092 | 0.021419 | 0.026974 | 0.022092 | 0.021419 | -0.011695 | -0.0060861 | -0.0070304 | 0.011831 | 0.0061836 | 0.0071096 | -0.028739 | -0.024503 | -0.023498 | 0.029003 | 0.024691 | 0.023673 | 112.3087 | -16.099 | -133.4763 | -67.6913 | 163.901 | 46.5237 |  | 1.1503 | 1.1428 | 1.1451 | 1.1612 | 1.1521 | 1.154 | 0.16585 | -120.0476 | 119.867 | 0.11637 | -120.1589 | 119.8075
Line5_6_7 | 0.1168 | 0.095663 | 0.092746 | 0.1168 | 0.095663 | 0.092746 | 0.026974 | 0.022092 | 0.021419 | 0.026974 | 0.022092 | 0.021419 | -0.011831 | -0.0061836 | -0.0071096 | 0.011968 | 0.0062812 | 0.0071889 | -0.029003 | -0.024691 | -0.023673 | 0.029266 | 0.024879 | 0.023848 | 112.3087 | -16.099 | -133.4763 | -67.6913 | 163.901 | 46.5237 |  | 1.1612 | 1.1521 | 1.154 | 1.1722 | 1.1615 | 1.1629 | 0.11637 | -120.1589 | 119.8075 | 0.067821 | -120.2683 | 119.7488
Line6_7_8 | 0 | 0.037835 | 0.037871 | 0 | 0.037835 | 0.037871 | 0 | 0.0087376 | 0.008746 | 0 | 0.0087376 | 0.008746 | 1.0075e-10 | 0.0071664 | 0.0071884 | -3.6841e-10 | -0.0071574 | -0.0071712 | -1.1108e-09 | 0.0071857 | 0.0071954 | 7.6405e-10 | -0.0071574 | -0.0071712 | 0 | -165.3455 | 74.7212 | 0 | 14.6545 | -105.2788 |  | 1.1722 | 1.1615 | 1.1629 | 1.1716 | 1.1585 | 1.1596 | 0.067821 | -120.2683 | 119.7488 | 0.058576 | -120.3454 | 119.7212
Line7_8_9 | 0 | 0 | 0 | 0 | 0 | 0 | 0 | 0 | 0 | 0 | 0 | 0 | 3.0414e-11 | 6.7449e-11 | 7.1139e-10 | -3.0758e-10 | -2.4836e-10 | -2.5331e-10 | -3.7961e-10 | 4.5208e-10 | -3.2042e-11 | 4.831e-12 | -2.8171e-11 | -2.2761e-11 | 0 | 0 | 0 | 0 | 0 | 0 |  | 1.1716 | 1.1585 | 1.1596 | 1.1716 | 1.1585 | 1.1596 | 0.058576 | -120.3454 | 119.7212 | 0.058576 | -120.3454 | 119.7212
Line8_8_10 | 0 | 0 | 0 | 0 | 0 | 0 | 0 | 0 | 0 | 0 | 0 | 0 | 3.0414e-11 | 6.7449e-11 | 7.1139e-10 | -3.0758e-10 | -2.4836e-10 | -2.5331e-10 | -3.7961e-10 | 4.5208e-10 | -3.2042e-11 | 4.8311e-12 | -2.8171e-11 | -2.276e-11 | 0 | 0 | 0 | 0 | 0 | 0 |  | 1.1716 | 1.1585 | 1.1596 | 1.1716 | 1.1585 | 1.1596 | 0.058576 | -120.3454 | 119.7212 | 0.058576 | -120.3454 | 119.7212
Line9_3_11 | 0.106 | 0.11145 | 0.10791 | 0.106 | 0.11145 | 0.10791 | 0.024481 | 0.025739 | 0.02492 | 0.024481 | 0.025739 | 0.02492 | -0.00037683 | -0.0012031 | -0.0020582 | 0.00048766 | 0.0013248 | 0.0021785 | -0.028118 | -0.0294 | -0.028481 | 0.028347 | 0.029646 | 0.028713 | 90.7627 | -27.8105 | -146.148 | -89.2373 | 152.1895 | 33.852 |  | 1.1487 | 1.1432 | 1.1459 | 1.1581 | 1.1529 | 1.1555 | -0.005083 | -120.1538 | 119.7186 | -0.22286 | -120.3693 | 119.5132

## LLG_min_6
name | pf_ikss_a_from_ka | pf_ikss_b_from_ka | pf_ikss_c_from_ka | pf_ikss_a_to_ka | pf_ikss_b_to_ka | pf_ikss_c_to_ka | pf_skss_a_from_mw | pf_skss_b_from_mw | pf_skss_c_from_mw | pf_skss_a_to_mw | pf_skss_b_to_mw | pf_skss_c_to_mw | pf_p_a_from_mw | pf_p_b_from_mw | pf_p_c_from_mw | pf_p_a_to_mw | pf_p_b_to_mw | pf_p_c_to_mw | pf_q_a_from_mvar | pf_q_b_from_mvar | pf_q_c_from_mvar | pf_q_a_to_mvar | pf_q_b_to_mvar | pf_q_c_to_mvar | pf_ikss_a_from_degree | pf_ikss_b_from_degree | pf_ikss_c_from_degree | pf_ikss_a_to_degree | pf_ikss_b_to_degree | pf_ikss_c_to_degree | 3xI0 | pf_vm_a_from_pu | pf_vm_b_from_pu | pf_vm_c_from_pu | pf_vm_a_to_pu | pf_vm_b_to_pu | pf_vm_c_to_pu | pf_va_a_from_degree | pf_va_b_from_degree | pf_va_c_from_degree | pf_va_a_to_degree | pf_va_b_to_degree | pf_va_c_to_degree
Line0_1_2 | 0.01275 | 1.435 | 1.4741 | 0.01275 | 1.435 | 1.4741 | 0.0029445 | 0.33139 | 0.34044 | 0.0029445 | 0.33139 | 0.34044 | -0.00051539 | 0.1576 | 0.1681 | 0.00052029 | -0.11832 | -0.12615 | 0.0041028 | 0.16659 | 0.17216 | -0.004095 | -0.12491 | -0.12922 | -96.8 | -144.5454 | 38.8848 | 83.2002 | 35.4546 | -141.1152 |  | 1.4043 | 0.69201 | 0.70679 | 1.4019 | 0.51918 | 0.53047 | 0.36011 | -97.9578 | 84.5683 | 0.44111 | -97.9925 | 84.5732
Line10_11_12 | 0.013214 | 0.011801 | 0.014702 | 0.013214 | 0.011801 | 0.014702 | 0.0030515 | 0.0027253 | 0.0033953 | 0.0030516 | 0.0027253 | 0.0033953 | -5.6641e-05 | 0.0017807 | -0.0024045 | 5.838e-05 | -0.0017798 | 0.0024071 | 0.0042816 | -0.00061881 | 3.053e-05 | -0.0042799 | 0.00062032 | -2.8329e-05 | -90.3507 | -78.9 | -94.5975 | 89.6493 | 101.0999 | 85.4026 |  | 1.4032 | 0.69172 | 0.70825 | 1.4027 | 0.69157 | 0.70898 | 0.40723 | -98.063 | 84.6751 | 0.43082 | -98.1156 | 84.7283
Line11_12_13 | 0.013214 | 0.011801 | 0.014702 | 0.013214 | 0.011801 | 0.014702 | 0.0030516 | 0.0027253 | 0.0033953 | 0.0030516 | 0.0027254 | 0.0033954 | -5.8382e-05 | 0.0017798 | -0.0024071 | 6.0121e-05 | -0.0017788 | 0.0024096 | 0.0042799 | -0.00062031 | 2.8328e-05 | -0.0042783 | 0.00062182 | -2.6127e-05 | -90.3507 | -78.9001 | -94.5975 | 89.6493 | 101.0997 | 85.4026 |  | 1.4027 | 0.69157 | 0.70898 | 1.4021 | 0.69143 | 0.70971 | 0.43082 | -98.1156 | 84.7283 | 0.45442 | -98.1683 | 84.7814
Line12_13_15 | 0 | 0 | 0 | 0 | 0 | 0 | 0 | 0 | 0 | 0 | 0 | 0 | 4.3158e-09 | -7.9632e-08 | 8.0323e-08 | -5.2017e-09 | 5.3571e-08 | -5.3376e-08 | -1.6088e-07 | 1.0494e-08 | -5.1054e-09 | 1.0729e-07 | -6.1006e-09 | 1.9779e-09 | 0 | 0 | 0 | 0 | 0 | 0 |  | 1.4021 | 0.69143 | 0.70971 | 1.4021 | 0.69143 | 0.70971 | 0.45442 | -98.1683 | 84.7814 | 0.45442 | -98.1683 | 84.7814
Line13_13_14 | 0.013214 | 0.011802 | 0.014703 | 0.013215 | 0.011802 | 0.014703 | 0.0030517 | 0.0027255 | 0.0033955 | 0.0030518 | 0.0027255 | 0.0033955 | -6.0128e-05 | 0.0017789 | -0.0024097 | 6.1867e-05 | -0.001778 | 0.0024122 | 0.0042784 | -0.00062183 | 2.6131e-05 | -0.0042768 | 0.00062334 | -2.393e-05 | -90.3507 | -78.9008 | -94.5973 | 89.6493 | 101.0991 | 85.4027 |  | 1.4021 | 0.69143 | 0.70971 | 1.4016 | 0.69128 | 0.71045 | 0.45442 | -98.1683 | 84.7814 | 0.47805 | -98.2209 | 84.8344
Line14_15_16 | 0 | 0 | 0 | 0 | 0 | 0 | 0 | 0 | 0 | 0 | 0 | 0 | 2.8772e-09 | -5.3088e-08 | 5.3549e-08 | -3.7631e-09 | 2.7027e-08 | -2.6602e-08 | -1.0725e-07 | 6.9962e-09 | -3.4036e-09 | 5.3664e-08 | -2.6025e-09 | 2.761e-10 | 0 | 0 | 0 | 0 | 0 | 0 |  | 1.4021 | 0.69143 | 0.70971 | 1.4021 | 0.69143 | 0.70971 | 0.45442 | -98.1683 | 84.7814 | 0.45442 | -98.1683 | 84.7814
Line15_16_17 | 0 | 0 | 0 | 0 | 0 | 0 | 0 | 0 | 0 | 0 | 0 | 0 | 1.4386e-09 | -2.6544e-08 | 2.6774e-08 | -2.3245e-09 | 4.828e-10 | 1.7278e-10 | -5.3625e-08 | 3.4981e-09 | -1.7018e-09 | 3.8736e-11 | 8.9567e-10 | -1.4257e-09 | 0 | 0 | 0 | 0 | 0 | 0 |  | 1.4021 | 0.69143 | 0.70971 | 1.4021 | 0.69143 | 0.70971 | 0.45442 | -98.1683 | 84.7814 | 0.45442 | -98.1683 | 84.7814
Line16_4_18 | 0 | 0 | 0 | 0 | 0 | 0 | 0 | 0 | 0 | 0 | 0 | 0 | 1.5711e-09 | -2.6682e-08 | 2.6793e-08 | -2.3357e-09 | 4.7953e-10 | 1.7395e-10 | -5.3886e-08 | 3.3452e-09 | -1.6816e-09 | 3.2763e-11 | 9.0238e-10 | -1.4269e-09 | 0 | 0 | 0 | 0 | 0 | 0 |  | 1.4038 | 0.69186 | 0.70753 | 1.4038 | 0.69186 | 0.70753 | 0.3839 | -98.0106 | 84.6218 | 0.3839 | -98.0106 | 84.6218
Line17_5_19 | 0 | 0 | 0 | 0 | 0 | 0 | 0 | 0 | 0 | 0 | 0 | 0 | 1.6159e-09 | -2.6729e-08 | 2.68e-08 | -2.3394e-09 | 4.7842e-10 | 1.7435e-10 | -5.3973e-08 | 3.2936e-09 | -1.6747e-09 | 3.0744e-11 | 9.0464e-10 | -1.4273e-09 | 0 | 0 | 0 | 0 | 0 | 0 |  | 1.4043 | 0.69201 | 0.70679 | 1.4043 | 0.69201 | 0.70679 | 0.36011 | -97.9578 | 84.5683 | 0.36011 | -97.9578 | 84.5683
Line1_1_3 | 0.013213 | 0.0118 | 0.014702 | 0.013213 | 0.011801 | 0.014702 | 0.0030515 | 0.0027252 | 0.0033952 | 0.0030515 | 0.0027252 | 0.0033953 | -5.3158e-05 | 0.0017825 | -0.0023995 | 5.4897e-05 | -0.0017816 | 0.002402 | 0.0042849 | -0.00061579 | 3.4934e-05 | -0.0042832 | 0.0006173 | -3.2734e-05 | -90.3507 | -78.8996 | -94.5976 | 89.6494 | 101.1002 | 85.4025 |  | 1.4043 | 0.69201 | 0.70679 | 1.4038 | 0.69187 | 0.70752 | 0.36011 | -97.9578 | 84.5683 | 0.38366 | -98.0104 | 84.6217
Line2_1_4 | 0.01328 | 0.011858 | 0.01478 | 0.01328 | 0.011859 | 0.01478 | 0.0030668 | 0.0027386 | 0.0034132 | 0.0030669 | 0.0027386 | 0.0034132 | -7.5042e-05 | 0.0017941 | -0.0024123 | 7.6799e-05 | -0.0017931 | 0.0024149 | 0.0043061 | -0.00061065 | 2.3865e-05 | -0.0043045 | 0.00061218 | -2.164e-05 | -90.6383 | -79.1606 | -94.8649 | 89.3618 | 100.8393 | 85.1352 |  | 1.4043 | 0.69201 | 0.70679 | 1.4038 | 0.69186 | 0.70753 | 0.36011 | -97.9578 | 84.5683 | 0.3839 | -98.0106 | 84.6218
Line3_1_5 | 0 | 0 | 0 | 0 | 0 | 0 | 0 | 0 | 0 | 0 | 0 | 0 | 3.2317e-09 | -5.3457e-08 | 5.3599e-08 | -3.9552e-09 | 2.7207e-08 | -2.6625e-08 | -1.0795e-07 | 6.5872e-09 | -3.3495e-09 | 5.4004e-08 | -2.389e-09 | 2.4743e-10 | 0 | 0 | 0 | 0 | 0 | 0 |  | 1.4043 | 0.69201 | 0.70679 | 1.4043 | 0.69201 | 0.70679 | 0.36011 | -97.9578 | 84.5683 | 0.36011 | -97.9578 | 84.5683
Line4_2_6 | 0.01275 | 1.435 | 1.4741 | 0.01275 | 1.435 | 1.4741 | 0.0029445 | 0.33139 | 0.34044 | 0.0029446 | 0.33139 | 0.34044 | -0.00052029 | 0.11832 | 0.12615 | 0.00052519 | -0.07903 | -0.084207 | 0.004095 | 0.12491 | 0.12922 | -0.0040872 | -0.083233 | -0.086284 | -96.7999 | -144.5454 | 38.8848 | 83.2002 | 35.4546 | -141.1152 |  | 1.4019 | 0.51918 | 0.53047 | 1.3994 | 0.34635 | 0.35414 | 0.44111 | -97.9925 | 84.5732 | 0.52239 | -98.0617 | 84.5829
Line5_6_7 | 0.01275 | 1.435 | 1.4741 | 0.012751 | 1.435 | 1.4741 | 0.0029446 | 0.33139 | 0.34044 | 0.0029446 | 0.33139 | 0.34044 | -0.00052519 | 0.07903 | 0.084207 | 0.00053008 | -0.039744 | -0.042259 | 0.0040872 | 0.083233 | 0.086284 | -0.0040794 | -0.041555 | -0.043345 | -96.7998 | -144.5454 | 38.8848 | 83.2003 | 35.4546 | -141.1152 |  | 1.3994 | 0.34635 | 0.35414 | 1.397 | 0.17352 | 0.17782 | 0.52239 | -98.0617 | 84.5829 | 0.60395 | -98.2687 | 84.6119
Line6_7_8 | 0 | 1.437 | 1.4907 | 0 | 1.437 | 1.4907 | 0 | 0.33186 | 0.34427 | 0 | 0.33186 | 0.34427 | 6.6013e-09 | 0.039337 | 0.04293 | -6.8287e-09 | -8.6053e-15 | 1.4638e-14 | -1.6332e-07 | 0.042052 | 0.043642 | 1.0885e-07 | -1.8115e-14 | 1.3959e-14 | 0 | -145.1799 | 39.1408 | 0 | 34.8201 | -140.8592 |  | 1.397 | 0.17352 | 0.17782 | 1.395 | 0 | 0 | 0.60395 | -98.2687 | 84.6119 | 0.65948 | 0 | 0
Line7_8_9 | 0 | 0 | 0 | 0 | 0 | 0 | 0 | 0 | 0 | 0 | 0 | 0 | 2.2762e-09 | -2.4894e-21 | -2.1041e-21 | -2.2762e-09 | 6.8835e-18 | -1.2064e-17 | -5.4396e-08 | -4.918e-22 | 1.8993e-22 | 5.5927e-11 | 2.2072e-17 | -2.0326e-18 | 0 | 0 | 0 | 0 | 0 | 0 |  | 1.395 | 0 | 0 | 1.395 | 0 | 0 | 0.65948 | 0 | 0 | 0.65948 | 0 | 0
Line8_8_10 | 0 | 0 | 0 | 0 | 0 | 0 | 0 | 0 | 0 | 0 | 0 | 0 | 2.2762e-09 | -2.4894e-21 | -2.1041e-21 | -2.2762e-09 | 6.8835e-18 | -1.2064e-17 | -5.4396e-08 | -4.918e-22 | 1.8993e-22 | 5.5927e-11 | 2.2072e-17 | -2.0326e-18 | 0 | 0 | 0 | 0 | 0 | 0 |  | 1.395 | 0 | 0 | 1.395 | 0 | 0 | 0.65948 | 0 | 0 | 0.65948 | 0 | 0
Line9_3_11 | 0.013213 | 0.011801 | 0.014702 | 0.013214 | 0.011801 | 0.014702 | 0.0030515 | 0.0027252 | 0.0033953 | 0.0030515 | 0.0027253 | 0.0033953 | -5.4899e-05 | 0.0017816 | -0.002402 | 5.6638e-05 | -0.0017807 | 0.0024045 | 0.0042832 | -0.0006173 | 3.2732e-05 | -0.0042816 | 0.00061881 | -3.0532e-05 | -90.3507 | -78.8998 | -94.5975 | 89.6493 | 101.1001 | 85.4025 |  | 1.4038 | 0.69187 | 0.70752 | 1.4032 | 0.69172 | 0.70825 | 0.38366 | -98.0104 | 84.6217 | 0.40723 | -98.063 | 84.6751

## LLG_min_10
name | pf_ikss_a_from_ka | pf_ikss_b_from_ka | pf_ikss_c_from_ka | pf_ikss_a_to_ka | pf_ikss_b_to_ka | pf_ikss_c_to_ka | pf_skss_a_from_mw | pf_skss_b_from_mw | pf_skss_c_from_mw | pf_skss_a_to_mw | pf_skss_b_to_mw | pf_skss_c_to_mw | pf_p_a_from_mw | pf_p_b_from_mw | pf_p_c_from_mw | pf_p_a_to_mw | pf_p_b_to_mw | pf_p_c_to_mw | pf_q_a_from_mvar | pf_q_b_from_mvar | pf_q_c_from_mvar | pf_q_a_to_mvar | pf_q_b_to_mvar | pf_q_c_to_mvar | pf_ikss_a_from_degree | pf_ikss_b_from_degree | pf_ikss_c_from_degree | pf_ikss_a_to_degree | pf_ikss_b_to_degree | pf_ikss_c_to_degree | 3xI0 | pf_vm_a_from_pu | pf_vm_b_from_pu | pf_vm_c_from_pu | pf_vm_a_to_pu | pf_vm_b_to_pu | pf_vm_c_to_pu | pf_va_a_from_degree | pf_va_b_from_degree | pf_va_c_from_degree | pf_va_a_to_degree | pf_va_b_to_degree | pf_va_c_to_degree
Line0_1_2 | 0.012079 | 1.3594 | 1.3966 | 0.012079 | 1.3594 | 1.3966 | 0.0027895 | 0.31395 | 0.32252 | 0.0027896 | 0.31395 | 0.32252 | -0.00046257 | 0.14145 | 0.15087 | 0.00046696 | -0.10619 | -0.11322 | 0.0036822 | 0.14951 | 0.15452 | -0.0036753 | -0.11211 | -0.11598 | -96.8 | -144.5454 | 38.8848 | 83.2002 | 35.4546 | -141.1152 |  | 1.3304 | 0.65559 | 0.66959 | 1.3281 | 0.49186 | 0.50255 | 0.36011 | -97.9578 | 84.5683 | 0.44111 | -97.9925 | 84.5732
Line10_11_12 | 0.012518 | 0.01118 | 0.013928 | 0.012518 | 0.01118 | 0.013928 | 0.0028909 | 0.0025818 | 0.0032166 | 0.002891 | 0.0025819 | 0.0032166 | -5.0836e-05 | 0.0015982 | -0.0021581 | 5.2396e-05 | -0.0015973 | 0.0021604 | 0.0038427 | -0.00055538 | 2.7401e-05 | -0.0038413 | 0.00055674 | -2.5426e-05 | -90.3507 | -78.9 | -94.5975 | 89.6493 | 101.0999 | 85.4026 |  | 1.3294 | 0.65531 | 0.67098 | 1.3288 | 0.65518 | 0.67167 | 0.40723 | -98.063 | 84.6751 | 0.43082 | -98.1156 | 84.7283
Line11_12_13 | 0.012518 | 0.01118 | 0.013928 | 0.012518 | 0.01118 | 0.013929 | 0.002891 | 0.0025819 | 0.0032166 | 0.002891 | 0.0025819 | 0.0032167 | -5.2398e-05 | 0.0015973 | -0.0021604 | 5.3959e-05 | -0.0015965 | 0.0021626 | 0.0038413 | -0.00055674 | 2.5425e-05 | -0.0038398 | 0.00055809 | -2.3449e-05 | -90.3507 | -78.9001 | -94.5975 | 89.6493 | 101.0997 | 85.4026 |  | 1.3288 | 0.65518 | 0.67167 | 1.3283 | 0.65504 | 0.67236 | 0.43082 | -98.1156 | 84.7283 | 0.45442 | -98.1683 | 84.7814
Line12_13_15 | 0 | 0 | 0 | 0 | 0 | 0 | 0 | 0 | 0 | 0 | 0 | 0 | 3.8735e-09 | -7.147e-08 | 7.209e-08 | -4.6685e-09 | 4.808e-08 | -4.7905e-08 | -1.4439e-07 | 9.4188e-09 | -4.5821e-09 | 9.6293e-08 | -5.4753e-09 | 1.7752e-09 | 0 | 0 | 0 | 0 | 0 | 0 |  | 1.3283 | 0.65504 | 0.67236 | 1.3283 | 0.65504 | 0.67236 | 0.45442 | -98.1683 | 84.7814 | 0.45442 | -98.1683 | 84.7814
Line13_13_14 | 0.012519 | 0.01118 | 0.013929 | 0.012519 | 0.011181 | 0.013929 | 0.0028911 | 0.002582 | 0.0032168 | 0.0028912 | 0.0025821 | 0.0032168 | -5.3965e-05 | 0.0015966 | -0.0021627 | 5.5526e-05 | -0.0015958 | 0.002165 | 0.0038399 | -0.0005581 | 2.3453e-05 | -0.0038384 | 0.00055945 | -2.1477e-05 | -90.3507 | -78.9008 | -94.5973 | 89.6493 | 101.0991 | 85.4027 |  | 1.3283 | 0.65504 | 0.67236 | 1.3278 | 0.6549 | 0.67305 | 0.45442 | -98.1683 | 84.7814 | 0.47805 | -98.2209 | 84.8344
Line14_15_16 | 0 | 0 | 0 | 0 | 0 | 0 | 0 | 0 | 0 | 0 | 0 | 0 | 2.5823e-09 | -4.7647e-08 | 4.806e-08 | -3.3774e-09 | 2.4257e-08 | -2.3875e-08 | -9.6258e-08 | 6.2792e-09 | -3.0547e-09 | 4.8164e-08 | -2.3357e-09 | 2.478e-10 | 0 | 0 | 0 | 0 | 0 | 0 |  | 1.3283 | 0.65504 | 0.67236 | 1.3283 | 0.65504 | 0.67236 | 0.45442 | -98.1683 | 84.7814 | 0.45442 | -98.1683 | 84.7814
Line15_16_17 | 0 | 0 | 0 | 0 | 0 | 0 | 0 | 0 | 0 | 0 | 0 | 0 | 1.2912e-09 | -2.3823e-08 | 2.403e-08 | -2.0862e-09 | 4.3332e-10 | 1.5507e-10 | -4.8129e-08 | 3.1396e-09 | -1.5274e-09 | 3.4765e-11 | 8.0387e-10 | -1.2796e-09 | 0 | 0 | 0 | 0 | 0 | 0 |  | 1.3283 | 0.65504 | 0.67236 | 1.3283 | 0.65504 | 0.67236 | 0.45442 | -98.1683 | 84.7814 | 0.45442 | -98.1683 | 84.7814
Line16_4_18 | 0 | 0 | 0 | 0 | 0 | 0 | 0 | 0 | 0 | 0 | 0 | 0 | 1.4101e-09 | -2.3948e-08 | 2.4047e-08 | -2.0963e-09 | 4.3038e-10 | 1.5612e-10 | -4.8363e-08 | 3.0024e-09 | -1.5093e-09 | 2.9404e-11 | 8.099e-10 | -1.2807e-09 | 0 | 0 | 0 | 0 | 0 | 0 |  | 1.3299 | 0.65545 | 0.67029 | 1.3299 | 0.65545 | 0.67029 | 0.3839 | -98.0106 | 84.6218 | 0.3839 | -98.0106 | 84.6218
Line17_5_19 | 0 | 0 | 0 | 0 | 0 | 0 | 0 | 0 | 0 | 0 | 0 | 0 | 1.4502e-09 | -2.3989e-08 | 2.4053e-08 | -2.0996e-09 | 4.2939e-10 | 1.5648e-10 | -4.8441e-08 | 2.956e-09 | -1.5031e-09 | 2.7593e-11 | 8.1192e-10 | -1.281e-09 | 0 | 0 | 0 | 0 | 0 | 0 |  | 1.3304 | 0.65559 | 0.66959 | 1.3304 | 0.65559 | 0.66959 | 0.36011 | -97.9578 | 84.5683 | 0.36011 | -97.9578 | 84.5683
Line1_1_3 | 0.012518 | 0.011179 | 0.013928 | 0.012518 | 0.01118 | 0.013928 | 0.0028909 | 0.0025818 | 0.0032165 | 0.0028909 | 0.0025818 | 0.0032166 | -4.771e-05 | 0.0015998 | -0.0021535 | 4.9271e-05 | -0.001599 | 0.0021558 | 0.0038457 | -0.00055268 | 3.1354e-05 | -0.0038442 | 0.00055403 | -2.9379e-05 | -90.3507 | -78.8996 | -94.5976 | 89.6494 | 101.1002 | 85.4025 |  | 1.3304 | 0.65559 | 0.66959 | 1.3299 | 0.65545 | 0.67028 | 0.36011 | -97.9578 | 84.5683 | 0.38366 | -98.0104 | 84.6217
Line2_1_4 | 0.012581 | 0.011234 | 0.014002 | 0.012581 | 0.011234 | 0.014002 | 0.0029054 | 0.0025945 | 0.0032336 | 0.0029055 | 0.0025945 | 0.0032336 | -6.735e-05 | 0.0016102 | -0.0021651 | 6.8927e-05 | -0.0016094 | 0.0021674 | 0.0038648 | -0.00054807 | 2.1419e-05 | -0.0038633 | 0.00054943 | -1.9422e-05 | -90.6383 | -79.1606 | -94.8649 | 89.3618 | 100.8393 | 85.1352 |  | 1.3304 | 0.65559 | 0.66959 | 1.3299 | 0.65545 | 0.67029 | 0.36011 | -97.9578 | 84.5683 | 0.3839 | -98.0106 | 84.6218
Line3_1_5 | 0 | 0 | 0 | 0 | 0 | 0 | 0 | 0 | 0 | 0 | 0 | 0 | 2.9005e-09 | -4.7978e-08 | 4.8105e-08 | -3.5499e-09 | 2.4419e-08 | -2.3896e-08 | -9.6882e-08 | 5.912e-09 | -3.0062e-09 | 4.8469e-08 | -2.1441e-09 | 2.2207e-10 | 0 | 0 | 0 | 0 | 0 | 0 |  | 1.3304 | 0.65559 | 0.66959 | 1.3304 | 0.65559 | 0.66959 | 0.36011 | -97.9578 | 84.5683 | 0.36011 | -97.9578 | 84.5683
Line4_2_6 | 0.012079 | 1.3594 | 1.3966 | 0.012079 | 1.3594 | 1.3966 | 0.0027896 | 0.31395 | 0.32252 | 0.0027896 | 0.31395 | 0.32252 | -0.00046696 | 0.10619 | 0.11322 | 0.00047136 | -0.07093 | -0.075576 | 0.0036753 | 0.11211 | 0.11598 | -0.0036683 | -0.074702 | -0.07744 | -96.7999 | -144.5454 | 38.8848 | 83.2002 | 35.4546 | -141.1152 |  | 1.3281 | 0.49186 | 0.50255 | 1.3258 | 0.32812 | 0.3355 | 0.44111 | -97.9925 | 84.5732 | 0.52239 | -98.0617 | 84.5829
Line5_6_7 | 0.012079 | 1.3594 | 1.3966 | 0.01208 | 1.3594 | 1.3966 | 0.0027896 | 0.31395 | 0.32252 | 0.0027896 | 0.31395 | 0.32252 | -0.00047136 | 0.07093 | 0.075576 | 0.00047575 | -0.03567 | -0.037928 | 0.0036683 | 0.074702 | 0.07744 | -0.0036613 | -0.037296 | -0.038903 | -96.7998 | -144.5454 | 38.8848 | 83.2003 | 35.4546 | -141.1152 |  | 1.3258 | 0.32812 | 0.3355 | 1.3235 | 0.16438 | 0.16846 | 0.52239 | -98.0617 | 84.5829 | 0.60395 | -98.2687 | 84.6119
Line6_7_8 | 0 | 1.3614 | 1.4123 | 0 | 1.3614 | 1.4123 | 0 | 0.31439 | 0.32615 | 0 | 0.31439 | 0.32615 | 5.9247e-09 | 0.035305 | 0.03853 | -6.1288e-09 | -6.8806e-15 | 1.218e-14 | -1.4658e-07 | 0.037742 | 0.039169 | 9.7692e-08 | -1.6005e-14 | 1.2356e-14 | 0 | -145.1799 | 39.1408 | 0 | 34.8201 | -140.8592 |  | 1.3235 | 0.16438 | 0.16846 | 1.3215 | 0 | 0 | 0.60395 | -98.2687 | 84.6119 | 0.65948 | 0 | 0
Line7_8_9 | 0 | 0 | 0 | 0 | 0 | 0 | 0 | 0 | 0 | 0 | 0 | 0 | 2.0429e-09 | -2.145e-21 | -1.8091e-21 | -2.0429e-09 | 6.178e-18 | -1.0828e-17 | -4.8821e-08 | -5.0794e-22 | 1.0709e-22 | 5.0195e-11 | 1.981e-17 | -1.8243e-18 | 0 | 0 | 0 | 0 | 0 | 0 |  | 1.3215 | 0 | 0 | 1.3215 | 0 | 0 | 0.65948 | 0 | 0 | 0.65948 | 0 | 0
Line8_8_10 | 0 | 0 | 0 | 0 | 0 | 0 | 0 | 0 | 0 | 0 | 0 | 0 | 2.0429e-09 | -2.145e-21 | -1.8091e-21 | -2.0429e-09 | 6.178e-18 | -1.0828e-17 | -4.8821e-08 | -5.0794e-22 | 1.0709e-22 | 5.0195e-11 | 1.981e-17 | -1.8243e-18 | 0 | 0 | 0 | 0 | 0 | 0 |  | 1.3215 | 0 | 0 | 1.3215 | 0 | 0 | 0.65948 | 0 | 0 | 0.65948 | 0 | 0
Line9_3_11 | 0.012518 | 0.01118 | 0.013928 | 0.012518 | 0.01118 | 0.013928 | 0.0028909 | 0.0025818 | 0.0032166 | 0.0028909 | 0.0025818 | 0.0032166 | -4.9273e-05 | 0.001599 | -0.0021558 | 5.0833e-05 | -0.0015982 | 0.0021581 | 0.0038442 | -0.00055403 | 2.9377e-05 | -0.0038427 | 0.00055538 | -2.7402e-05 | -90.3507 | -78.8998 | -94.5975 | 89.6493 | 101.1001 | 85.4025 |  | 1.3299 | 0.65545 | 0.67028 | 1.3294 | 0.65531 | 0.67098 | 0.38366 | -98.0104 | 84.6217 | 0.40723 | -98.063 | 84.6751

## LLG_min_fault_6
name | pf_ikss_a_from_ka | pf_ikss_b_from_ka | pf_ikss_c_from_ka | pf_ikss_a_to_ka | pf_ikss_b_to_ka | pf_ikss_c_to_ka | pf_skss_a_from_mw | pf_skss_b_from_mw | pf_skss_c_from_mw | pf_skss_a_to_mw | pf_skss_b_to_mw | pf_skss_c_to_mw | pf_p_a_from_mw | pf_p_b_from_mw | pf_p_c_from_mw | pf_p_a_to_mw | pf_p_b_to_mw | pf_p_c_to_mw | pf_q_a_from_mvar | pf_q_b_from_mvar | pf_q_c_from_mvar | pf_q_a_to_mvar | pf_q_b_to_mvar | pf_q_c_to_mvar | pf_ikss_a_from_degree | pf_ikss_b_from_degree | pf_ikss_c_from_degree | pf_ikss_a_to_degree | pf_ikss_b_to_degree | pf_ikss_c_to_degree | 3xI0 | pf_vm_a_from_pu | pf_vm_b_from_pu | pf_vm_c_from_pu | pf_vm_a_to_pu | pf_vm_b_to_pu | pf_vm_c_to_pu | pf_va_a_from_degree | pf_va_b_from_degree | pf_va_c_from_degree | pf_va_a_to_degree | pf_va_b_to_degree | pf_va_c_to_degree
Line0_1_2 | 0.0026999 | 0.027423 | 0.028681 | 0.0027 | 0.027423 | 0.028681 | 0.00062352 | 0.0063331 | 0.0066235 | 0.00062353 | 0.0063331 | 0.0066235 | 0.00027652 | 0.0042517 | 0.0041385 | -0.00027628 | -0.0042393 | -0.0041218 | 0.00058237 | 0.0034933 | 0.0047362 | -0.00058204 | -0.0034773 | -0.0047218 | -62.1159 | -156.2762 | 65.341 | 117.8841 | 23.7239 | -114.6591 |  | 1.0339 | 0.86889 | 0.94959 | 1.0333 | 0.86577 | 0.9463 | 2.4847 | -116.8693 | 114.1937 | 2.4914 | -116.9156 | 114.2225
Line10_11_12 | 0.0027168 | 0.0027208 | 0.0027536 | 0.0027168 | 0.0027209 | 0.0027536 | 0.00062742 | 0.00062835 | 0.00063591 | 0.00062743 | 0.00062836 | 0.00063592 | 0.0002848 | 0.00030058 | -0.00060263 | -0.00028474 | -0.00030051 | 0.00060271 | 0.00058264 | -0.00045584 | 4.0623e-05 | -0.00058257 | 0.00045592 | -4.0548e-05 | -61.4596 | -60.2912 | -61.9345 | 118.5404 | 119.7088 | 118.0655 |  | 1.0336 | 0.86896 | 0.94981 | 1.0335 | 0.869 | 0.94992 | 2.4903 | -116.8902 | 114.209 | 2.493 | -116.9006 | 114.2166
Line11_12_13 | 0.0027168 | 0.0027209 | 0.0027536 | 0.0027169 | 0.0027209 | 0.0027537 | 0.00062743 | 0.00062836 | 0.00063592 | 0.00062744 | 0.00062837 | 0.00063593 | 0.00028474 | 0.00030051 | -0.00060271 | -0.00028467 | -0.00030045 | 0.00060279 | 0.00058257 | -0.00045592 | 4.0548e-05 | -0.00058251 | 0.000456 | -4.0473e-05 | -61.4596 | -60.2913 | -61.9346 | 118.5404 | 119.7087 | 118.0655 |  | 1.0335 | 0.869 | 0.94992 | 1.0333 | 0.86904 | 0.95002 | 2.493 | -116.9006 | 114.2166 | 2.4958 | -116.9111 | 114.2242
Line12_13_15 | 0 | 0 | 0 | 0 | 0 | 0 | 0 | 0 | 0 | 0 | 0 | 0 | -9.9029e-09 | -1.2443e-08 | 2.2594e-08 | 6.2828e-09 | 8.5492e-09 | -1.5079e-08 | -2.2537e-08 | 1.658e-08 | -7.6549e-10 | 1.5181e-08 | -1.089e-08 | 1.773e-10 | 0 | 0 | 0 | 0 | 0 | 0 |  | 1.0333 | 0.86904 | 0.95002 | 1.0333 | 0.86904 | 0.95002 | 2.4958 | -116.9111 | 114.2242 | 2.4958 | -116.9111 | 114.2242
Line13_13_14 | 0.002717 | 0.002721 | 0.0027538 | 0.002717 | 0.0027211 | 0.0027538 | 0.00062746 | 0.00062839 | 0.00063595 | 0.00062747 | 0.0006284 | 0.00063596 | 0.00028468 | 0.00030046 | -0.00060281 | -0.00028461 | -0.0003004 | 0.0006029 | 0.00058253 | -0.00045601 | 4.0474e-05 | -0.00058246 | 0.00045609 | -4.0399e-05 | -61.4597 | -60.2914 | -61.9347 | 118.5403 | 119.7085 | 118.0654 |  | 1.0333 | 0.86904 | 0.95002 | 1.0332 | 0.86908 | 0.95013 | 2.4958 | -116.9111 | 114.2242 | 2.4986 | -116.9215 | 114.2318
Line14_15_16 | 0 | 0 | 0 | 0 | 0 | 0 | 0 | 0 | 0 | 0 | 0 | 0 | -6.6019e-09 | -8.2956e-09 | 1.5062e-08 | 2.9819e-09 | 4.4014e-09 | -7.5481e-09 | -1.5025e-08 | 1.1053e-08 | -5.1033e-10 | 7.6691e-09 | -5.3635e-09 | -7.7866e-11 | 0 | 0 | 0 | 0 | 0 | 0 |  | 1.0333 | 0.86904 | 0.95002 | 1.0333 | 0.86904 | 0.95002 | 2.4958 | -116.9111 | 114.2242 | 2.4958 | -116.9111 | 114.2242
Line15_16_17 | 0 | 0 | 0 | 0 | 0 | 0 | 0 | 0 | 0 | 0 | 0 | 0 | -3.301e-09 | -4.1478e-09 | 7.5312e-09 | -3.1911e-10 | 2.5357e-10 | -1.6885e-11 | -7.5124e-09 | 5.5266e-09 | -2.5516e-10 | 1.5674e-10 | 1.6312e-10 | -3.3303e-10 | 0 | 0 | 0 | 0 | 0 | 0 |  | 1.0333 | 0.86904 | 0.95002 | 1.0333 | 0.86904 | 0.95002 | 2.4958 | -116.9111 | 114.2242 | 2.4958 | -116.9111 | 114.2242
Line16_4_18 | 0 | 0 | 0 | 0 | 0 | 0 | 0 | 0 | 0 | 0 | 0 | 0 | -3.289e-09 | -4.1856e-09 | 7.5577e-09 | -3.2098e-10 | 2.5382e-10 | -1.5882e-11 | -7.5552e-09 | 5.5295e-09 | -2.3209e-10 | 1.5629e-10 | 1.6475e-10 | -3.3423e-10 | 0 | 0 | 0 | 0 | 0 | 0 |  | 1.0338 | 0.86893 | 0.9497 | 1.0338 | 0.86893 | 0.9497 | 2.4875 | -116.8798 | 114.2013 | 2.4875 | -116.8798 | 114.2013
Line17_5_19 | 0 | 0 | 0 | 0 | 0 | 0 | 0 | 0 | 0 | 0 | 0 | 0 | -3.2849e-09 | -4.1983e-09 | 7.5665e-09 | -3.2161e-10 | 2.539e-10 | -1.5542e-11 | -7.5696e-09 | 5.5304e-09 | -2.2429e-10 | 1.5614e-10 | 1.6529e-10 | -3.3463e-10 | 0 | 0 | 0 | 0 | 0 | 0 |  | 1.0339 | 0.86889 | 0.94959 | 1.0339 | 0.86889 | 0.94959 | 2.4847 | -116.8693 | 114.1937 | 2.4847 | -116.8693 | 114.1937
Line1_1_3 | 0.0027167 | 0.0027208 | 0.0027535 | 0.0027168 | 0.0027208 | 0.0027536 | 0.0006274 | 0.00062834 | 0.0006359 | 0.00062741 | 0.00062835 | 0.00063591 | 0.00028494 | 0.00030071 | -0.00060246 | -0.00028487 | -0.00030065 | 0.00060255 | 0.00058277 | -0.00045567 | 4.0774e-05 | -0.0005827 | 0.00045576 | -4.0699e-05 | -61.4595 | -60.2911 | -61.9345 | 118.5405 | 119.7089 | 118.0655 |  | 1.0339 | 0.86889 | 0.94959 | 1.0338 | 0.86893 | 0.9497 | 2.4847 | -116.8693 | 114.1937 | 2.4875 | -116.8798 | 114.2013
Line2_1_4 | 0.0027305 | 0.0027346 | 0.0027676 | 0.0027305 | 0.0027346 | 0.0027676 | 0.00063059 | 0.00063153 | 0.00063915 | 0.00063059 | 0.00063153 | 0.00063916 | 0.00028357 | 0.00030441 | -0.00060573 | -0.00028351 | -0.00030434 | 0.00060582 | 0.00058709 | -0.00045655 | 3.8095e-05 | -0.00058702 | 0.00045663 | -3.802e-05 | -61.734 | -60.5629 | -62.2076 | 118.266 | 119.4371 | 117.7924 |  | 1.0339 | 0.86889 | 0.94959 | 1.0338 | 0.86893 | 0.9497 | 2.4847 | -116.8693 | 114.1937 | 2.4875 | -116.8798 | 114.2013
Line3_1_5 | 0 | 0 | 0 | 0 | 0 | 0 | 0 | 0 | 0 | 0 | 0 | 0 | -6.5699e-09 | -8.3966e-09 | 1.5133e-08 | 2.9633e-09 | 4.4522e-09 | -7.582e-09 | -1.5139e-08 | 1.1061e-08 | -4.4859e-10 | 7.7257e-09 | -5.3651e-09 | -1.1033e-10 | 0 | 0 | 0 | 0 | 0 | 0 |  | 1.0339 | 0.86889 | 0.94959 | 1.0339 | 0.86889 | 0.94959 | 2.4847 | -116.8693 | 114.1937 | 2.4847 | -116.8693 | 114.1937
Line4_2_6 | 0.0027 | 0.027423 | 0.028681 | 0.0027 | 0.027423 | 0.02868 | 0.00062353 | 0.0063331 | 0.0066235 | 0.00062354 | 0.0063331 | 0.0066235 | 0.00027628 | 0.0042393 | 0.0041218 | -0.00027604 | -0.0042269 | -0.0041051 | 0.00058204 | 0.0034773 | 0.0047218 | -0.00058171 | -0.0034614 | -0.0047075 | -62.116 | -156.2761 | 65.3409 | 117.884 | 23.7239 | -114.6592 |  | 1.0333 | 0.86577 | 0.9463 | 1.0326 | 0.86266 | 0.943 | 2.4914 | -116.9156 | 114.2225 | 2.4982 | -116.9622 | 114.2516
Line5_6_7 | 0.0027 | 0.027423 | 0.02868 | 0.0027 | 0.027423 | 0.02868 | 0.00062354 | 0.0063331 | 0.0066235 | 0.00062354 | 0.0063331 | 0.0066235 | 0.00027604 | 0.0042269 | 0.0041051 | -0.0002758 | -0.0042144 | -0.0040883 | 0.00058171 | 0.0034614 | 0.0047075 | -0.00058138 | -0.0034454 | -0.0046931 | -62.116 | -156.2761 | 65.3409 | 117.884 | 23.724 | -114.6592 |  | 1.0326 | 0.86266 | 0.943 | 1.032 | 0.85954 | 0.93971 | 2.4982 | -116.9622 | 114.2516 | 2.5049 | -117.0091 | 114.2808
Line6_7_8 | 0 | 0.027969 | 0.030579 | 0 | 0.027969 | 0.030579 | 0 | 0.0064592 | 0.007062 | 0 | 0.0064592 | 0.007062 | -9.826e-09 | 0.0039233 | 0.0046944 | 6.2328e-09 | -0.0039113 | -0.0046755 | -2.3053e-08 | 0.0039283 | 0.0046907 | 1.5533e-08 | -0.0039113 | -0.0046754 | 0 | -162.0455 | 69.3034 | 0 | 17.9546 | -110.6967 |  | 1.032 | 0.85954 | 0.93971 | 1.0315 | 0.85637 | 0.93629 | 2.5049 | -117.0091 | 114.2808 | 2.5088 | -117.0453 | 114.3032
Line7_8_9 | 0 | 0 | 0 | 0 | 0 | 0 | 0 | 0 | 0 | 0 | 0 | 0 | -3.2722e-09 | -4.2613e-09 | 7.5241e-09 | -3.1158e-10 | 2.9003e-10 | 3.0949e-11 | -7.688e-09 | 5.5185e-09 | -1.5882e-10 | 1.5728e-10 | 1.5376e-10 | -3.2374e-10 | 0 | 0 | 0 | 0 | 0 | 0 |  | 1.0315 | 0.85637 | 0.93629 | 1.0315 | 0.85637 | 0.93629 | 2.5088 | -117.0453 | 114.3032 | 2.5088 | -117.0453 | 114.3032
Line8_8_10 | 0 | 0 | 0 | 0 | 0 | 0 | 0 | 0 | 0 | 0 | 0 | 0 | -3.2722e-09 | -4.2613e-09 | 7.5241e-09 | -3.1158e-10 | 2.9003e-10 | 3.0949e-11 | -7.688e-09 | 5.5185e-09 | -1.5882e-10 | 1.5728e-10 | 1.5376e-10 | -3.2374e-10 | 0 | 0 | 0 | 0 | 0 | 0 |  | 1.0315 | 0.85637 | 0.93629 | 1.0315 | 0.85637 | 0.93629 | 2.5088 | -117.0453 | 114.3032 | 2.5088 | -117.0453 | 114.3032
Line9_3_11 | 0.0027168 | 0.0027208 | 0.0027536 | 0.0027168 | 0.0027208 | 0.0027536 | 0.00062741 | 0.00062835 | 0.00063591 | 0.00062742 | 0.00062835 | 0.00063591 | 0.00028487 | 0.00030065 | -0.00060255 | -0.0002848 | -0.00030058 | 0.00060263 | 0.0005827 | -0.00045576 | 4.0699e-05 | -0.00058264 | 0.00045584 | -4.0624e-05 | -61.4595 | -60.2912 | -61.9345 | 118.5405 | 119.7088 | 118.0655 |  | 1.0338 | 0.86893 | 0.9497 | 1.0336 | 0.86896 | 0.94981 | 2.4875 | -116.8798 | 114.2013 | 2.4903 | -116.8902 | 114.209

## LLG_min_fault_10
name | pf_ikss_a_from_ka | pf_ikss_b_from_ka | pf_ikss_c_from_ka | pf_ikss_a_to_ka | pf_ikss_b_to_ka | pf_ikss_c_to_ka | pf_skss_a_from_mw | pf_skss_b_from_mw | pf_skss_c_from_mw | pf_skss_a_to_mw | pf_skss_b_to_mw | pf_skss_c_to_mw | pf_p_a_from_mw | pf_p_b_from_mw | pf_p_c_from_mw | pf_p_a_to_mw | pf_p_b_to_mw | pf_p_c_to_mw | pf_q_a_from_mvar | pf_q_b_from_mvar | pf_q_c_from_mvar | pf_q_a_to_mvar | pf_q_b_to_mvar | pf_q_c_to_mvar | pf_ikss_a_from_degree | pf_ikss_b_from_degree | pf_ikss_c_from_degree | pf_ikss_a_to_degree | pf_ikss_b_to_degree | pf_ikss_c_to_degree | 3xI0 | pf_vm_a_from_pu | pf_vm_b_from_pu | pf_vm_c_from_pu | pf_vm_a_to_pu | pf_vm_b_to_pu | pf_vm_c_to_pu | pf_va_a_from_degree | pf_va_b_from_degree | pf_va_c_from_degree | pf_va_a_to_degree | pf_va_b_to_degree | pf_va_c_to_degree
Line0_1_2 | 0.0025578 | 0.02598 | 0.027171 | 0.0025579 | 0.02598 | 0.027171 | 0.0005907 | 0.0059998 | 0.0062749 | 0.00059071 | 0.0059998 | 0.0062749 | 0.00024818 | 0.003816 | 0.0037144 | -0.00024796 | -0.0038048 | -0.0036993 | 0.00052268 | 0.0031352 | 0.0042508 | -0.00052238 | -0.0031209 | -0.0042379 | -62.1159 | -156.2762 | 65.341 | 117.8841 | 23.7239 | -114.6591 |  | 0.97952 | 0.82316 | 0.89961 | 0.9789 | 0.82021 | 0.89649 | 2.4847 | -116.8693 | 114.1937 | 2.4914 | -116.9156 | 114.2225
Line10_11_12 | 0.0025738 | 0.0025776 | 0.0026087 | 0.0025738 | 0.0025777 | 0.0026087 | 0.0005944 | 0.00059528 | 0.00060245 | 0.0005944 | 0.00059529 | 0.00060245 | 0.00025561 | 0.00026977 | -0.00054086 | -0.00025555 | -0.00026971 | 0.00054094 | 0.00052292 | -0.00040912 | 3.646e-05 | -0.00052286 | 0.00040919 | -3.6393e-05 | -61.4596 | -60.2912 | -61.9345 | 118.5404 | 119.7088 | 118.0655 |  | 0.97923 | 0.82323 | 0.89982 | 0.97908 | 0.82327 | 0.89992 | 2.4903 | -116.8902 | 114.209 | 2.493 | -116.9006 | 114.2166
Line11_12_13 | 0.0025738 | 0.0025777 | 0.0026087 | 0.0025739 | 0.0025777 | 0.0026087 | 0.0005944 | 0.00059529 | 0.00060245 | 0.00059441 | 0.0005953 | 0.00060246 | 0.00025555 | 0.00026971 | -0.00054094 | -0.00025549 | -0.00026965 | 0.00054101 | 0.00052286 | -0.00040919 | 3.6392e-05 | -0.0005228 | 0.00040926 | -3.6325e-05 | -61.4596 | -60.2913 | -61.9346 | 118.5404 | 119.7087 | 118.0655 |  | 0.97908 | 0.82327 | 0.89992 | 0.97894 | 0.8233 | 0.90002 | 2.493 | -116.9006 | 114.2166 | 2.4958 | -116.9111 | 114.2242
Line12_13_15 | 0 | 0 | 0 | 0 | 0 | 0 | 0 | 0 | 0 | 0 | 0 | 0 | -8.8879e-09 | -1.1168e-08 | 2.0278e-08 | 5.6389e-09 | 7.673e-09 | -1.3534e-08 | -2.0227e-08 | 1.4881e-08 | -6.8703e-10 | 1.3625e-08 | -9.774e-09 | 1.5912e-10 | 0 | 0 | 0 | 0 | 0 | 0 |  | 0.97894 | 0.8233 | 0.90002 | 0.97894 | 0.8233 | 0.90002 | 2.4958 | -116.9111 | 114.2242 | 2.4958 | -116.9111 | 114.2242
Line13_13_14 | 0.002574 | 0.0025778 | 0.0026088 | 0.002574 | 0.0025778 | 0.0026089 | 0.00059443 | 0.00059532 | 0.00060248 | 0.00059444 | 0.00059533 | 0.00060249 | 0.0002555 | 0.00026967 | -0.00054103 | -0.00025544 | -0.00026961 | 0.0005411 | 0.00052282 | -0.00040928 | 3.6325e-05 | -0.00052276 | 0.00040935 | -3.6258e-05 | -61.4597 | -60.2914 | -61.9347 | 118.5403 | 119.7085 | 118.0654 |  | 0.97894 | 0.8233 | 0.90002 | 0.97879 | 0.82334 | 0.90013 | 2.4958 | -116.9111 | 114.2242 | 2.4986 | -116.9215 | 114.2318
Line14_15_16 | 0 | 0 | 0 | 0 | 0 | 0 | 0 | 0 | 0 | 0 | 0 | 0 | -5.9253e-09 | -7.4454e-09 | 1.3519e-08 | 2.6762e-09 | 3.9503e-09 | -6.7745e-09 | -1.3485e-08 | 9.9204e-09 | -4.5802e-10 | 6.8831e-09 | -4.8138e-09 | -6.9886e-11 | 0 | 0 | 0 | 0 | 0 | 0 |  | 0.97894 | 0.8233 | 0.90002 | 0.97894 | 0.8233 | 0.90002 | 2.4958 | -116.9111 | 114.2242 | 2.4958 | -116.9111 | 114.2242
Line15_16_17 | 0 | 0 | 0 | 0 | 0 | 0 | 0 | 0 | 0 | 0 | 0 | 0 | -2.9626e-09 | -3.7227e-09 | 6.7593e-09 | -2.8641e-10 | 2.2758e-10 | -1.5155e-11 | -6.7424e-09 | 4.9602e-09 | -2.2901e-10 | 1.4068e-10 | 1.464e-10 | -2.989e-10 | 0 | 0 | 0 | 0 | 0 | 0 |  | 0.97894 | 0.8233 | 0.90002 | 0.97894 | 0.8233 | 0.90002 | 2.4958 | -116.9111 | 114.2242 | 2.4958 | -116.9111 | 114.2242
Line16_4_18 | 0 | 0 | 0 | 0 | 0 | 0 | 0 | 0 | 0 | 0 | 0 | 0 | -2.9519e-09 | -3.7566e-09 | 6.7831e-09 | -2.8809e-10 | 2.2781e-10 | -1.4254e-11 | -6.7809e-09 | 4.9628e-09 | -2.0831e-10 | 1.4027e-10 | 1.4786e-10 | -2.9997e-10 | 0 | 0 | 0 | 0 | 0 | 0 |  | 0.97938 | 0.82319 | 0.89972 | 0.97938 | 0.82319 | 0.89972 | 2.4875 | -116.8798 | 114.2013 | 2.4875 | -116.8798 | 114.2013
Line17_5_19 | 0 | 0 | 0 | 0 | 0 | 0 | 0 | 0 | 0 | 0 | 0 | 0 | -2.9483e-09 | -3.768e-09 | 6.791e-09 | -2.8865e-10 | 2.2788e-10 | -1.3949e-11 | -6.7938e-09 | 4.9636e-09 | -2.0131e-10 | 1.4013e-10 | 1.4835e-10 | -3.0033e-10 | 0 | 0 | 0 | 0 | 0 | 0 |  | 0.97952 | 0.82316 | 0.89961 | 0.97952 | 0.82316 | 0.89961 | 2.4847 | -116.8693 | 114.1937 | 2.4847 | -116.8693 | 114.1937
Line1_1_3 | 0.0025737 | 0.0025776 | 0.0026086 | 0.0025738 | 0.0025776 | 0.0026086 | 0.00059438 | 0.00059527 | 0.00060243 | 0.00059439 | 0.00059527 | 0.00060244 | 0.00025573 | 0.00026989 | -0.00054072 | -0.00025567 | -0.00026983 | 0.00054079 | 0.00052304 | -0.00040897 | 3.6595e-05 | -0.00052298 | 0.00040904 | -3.6528e-05 | -61.4595 | -60.2911 | -61.9345 | 118.5405 | 119.7089 | 118.0655 |  | 0.97952 | 0.82316 | 0.89961 | 0.97938 | 0.82319 | 0.89971 | 2.4847 | -116.8693 | 114.1937 | 2.4875 | -116.8798 | 114.2013
Line2_1_4 | 0.0025868 | 0.0025907 | 0.0026219 | 0.0025868 | 0.0025907 | 0.002622 | 0.0005974 | 0.00059829 | 0.00060551 | 0.0005974 | 0.00059829 | 0.00060552 | 0.00025451 | 0.00027321 | -0.00054365 | -0.00025445 | -0.00027315 | 0.00054372 | 0.00052692 | -0.00040976 | 3.4191e-05 | -0.00052686 | 0.00040983 | -3.4123e-05 | -61.734 | -60.5629 | -62.2076 | 118.266 | 119.4371 | 117.7924 |  | 0.97952 | 0.82316 | 0.89961 | 0.97938 | 0.82319 | 0.89972 | 2.4847 | -116.8693 | 114.1937 | 2.4875 | -116.8798 | 114.2013
Line3_1_5 | 0 | 0 | 0 | 0 | 0 | 0 | 0 | 0 | 0 | 0 | 0 | 0 | -5.8965e-09 | -7.536e-09 | 1.3582e-08 | 2.6596e-09 | 3.9959e-09 | -6.8049e-09 | -1.3588e-08 | 9.9271e-09 | -4.0261e-10 | 6.9339e-09 | -4.8152e-09 | -9.9026e-11 | 0 | 0 | 0 | 0 | 0 | 0 |  | 0.97952 | 0.82316 | 0.89961 | 0.97952 | 0.82316 | 0.89961 | 2.4847 | -116.8693 | 114.1937 | 2.4847 | -116.8693 | 114.1937
Line4_2_6 | 0.0025579 | 0.02598 | 0.027171 | 0.0025579 | 0.02598 | 0.027171 | 0.00059071 | 0.0059998 | 0.0062749 | 0.00059072 | 0.0059998 | 0.0062749 | 0.00024796 | 0.0038048 | 0.0036993 | -0.00024775 | -0.0037937 | -0.0036843 | 0.00052238 | 0.0031209 | 0.0042379 | -0.00052209 | -0.0031066 | -0.004225 | -62.116 | -156.2761 | 65.3409 | 117.884 | 23.7239 | -114.6592 |  | 0.9789 | 0.82021 | 0.89649 | 0.97828 | 0.81725 | 0.89337 | 2.4914 | -116.9156 | 114.2225 | 2.4982 | -116.9622 | 114.2516
Line5_6_7 | 0.0025579 | 0.02598 | 0.027171 | 0.0025579 | 0.02598 | 0.027171 | 0.00059072 | 0.0059998 | 0.0062749 | 0.00059073 | 0.0059998 | 0.0062749 | 0.00024775 | 0.0037937 | 0.0036843 | -0.00024753 | -0.0037825 | -0.0036693 | 0.00052209 | 0.0031066 | 0.004225 | -0.00052179 | -0.0030923 | -0.0042121 | -62.116 | -156.2761 | 65.3409 | 117.884 | 23.724 | -114.6592 |  | 0.97828 | 0.81725 | 0.89337 | 0.97766 | 0.8143 | 0.89025 | 2.4982 | -116.9622 | 114.2516 | 2.5049 | -117.0091 | 114.2808
Line6_7_8 | 0 | 0.026497 | 0.02897 | 0 | 0.026497 | 0.02897 | 0 | 0.0061192 | 0.0066903 | 0 | 0.0061192 | 0.0066903 | -8.8189e-09 | 0.0035212 | 0.0042132 | 5.594e-09 | -0.0035104 | -0.0041963 | -2.069e-08 | 0.0035257 | 0.0042099 | 1.3941e-08 | -0.0035105 | -0.0041962 | 0 | -162.0455 | 69.3034 | 0 | 17.9546 | -110.6967 |  | 0.97766 | 0.8143 | 0.89025 | 0.97718 | 0.8113 | 0.88701 | 2.5049 | -117.0091 | 114.2808 | 2.5088 | -117.0453 | 114.3032
Line7_8_9 | 0 | 0 | 0 | 0 | 0 | 0 | 0 | 0 | 0 | 0 | 0 | 0 | -2.9368e-09 | -3.8245e-09 | 6.7529e-09 | -2.7965e-10 | 2.603e-10 | 2.7777e-11 | -6.9001e-09 | 4.9529e-09 | -1.4255e-10 | 1.4116e-10 | 1.38e-10 | -2.9056e-10 | 0 | 0 | 0 | 0 | 0 | 0 |  | 0.97718 | 0.8113 | 0.88701 | 0.97718 | 0.8113 | 0.88701 | 2.5088 | -117.0453 | 114.3032 | 2.5088 | -117.0453 | 114.3032
Line8_8_10 | 0 | 0 | 0 | 0 | 0 | 0 | 0 | 0 | 0 | 0 | 0 | 0 | -2.9368e-09 | -3.8245e-09 | 6.7529e-09 | -2.7965e-10 | 2.603e-10 | 2.7777e-11 | -6.9001e-09 | 4.9529e-09 | -1.4255e-10 | 1.4116e-10 | 1.38e-10 | -2.9056e-10 | 0 | 0 | 0 | 0 | 0 | 0 |  | 0.97718 | 0.8113 | 0.88701 | 0.97718 | 0.8113 | 0.88701 | 2.5088 | -117.0453 | 114.3032 | 2.5088 | -117.0453 | 114.3032
Line9_3_11 | 0.0025738 | 0.0025776 | 0.0026086 | 0.0025738 | 0.0025776 | 0.0026087 | 0.00059439 | 0.00059527 | 0.00060244 | 0.0005944 | 0.00059528 | 0.00060245 | 0.00025567 | 0.00026983 | -0.00054079 | -0.00025561 | -0.00026977 | 0.00054086 | 0.00052298 | -0.00040904 | 3.6527e-05 | -0.00052292 | 0.00040912 | -3.646e-05 | -61.4595 | -60.2912 | -61.9345 | 118.5405 | 119.7088 | 118.0655 |  | 0.97938 | 0.82319 | 0.89971 | 0.97923 | 0.82323 | 0.89982 | 2.4875 | -116.8798 | 114.2013 | 2.4903 | -116.8902 | 114.209