## LLL_max_6
name | pf_ikss_from_ka | pf_ikss_to_ka | pf_ip_from_ka | pf_ip_to_ka | pf_skss_from_mw | pf_skss_to_mw | pf_p_from_mw | pf_p_to_mw | pf_q_from_mvar | pf_q_to_mvar | pf_ikss_from_degree | pf_ikss_to_degree | pf_vm_from_pu | pf_vm_to_pu | pf_va_from_degree | pf_va_to_degree
Line0_1_2 | 2.1201 | 2.1201 | 0 | 0 | 1.4689 | 1.4689 | 0.59647 | -0.46163 | 1.1734 | -0.90374 | -66.6388 | 113.3612 | 0.89616 | 0.69088 | -3.5837 | -3.6966
Line10_11_12 | 0.21073 | 0.21073 | 0 | 0 | 0.146 | 0.146 | -0.054311 | 0.055643 | -0.12554 | 0.12821 | 109.6654 | -70.3346 | 0.9369 | 0.95727 | -3.7281 | -3.7956
Line11_12_13 | 0.21073 | 0.21073 | 0 | 0 | 0.146 | 0.146 | -0.055643 | 0.056975 | -0.12821 | 0.13087 | 109.6654 | -70.3346 | 0.95727 | 0.97765 | -3.7956 | -3.8604
Line12_13_15 | 0 | 0 | 0 | 0 | 0 | 0 | 0 | 0 | 0 | 0 | 0 | 0 | 0.97765 | 0.97765 | -3.8604 | -3.8604
Line13_13_14 | 0.21073 | 0.21073 | 0 | 0 | 0.146 | 0.146 | -0.056975 | 0.058307 | -0.13087 | 0.13354 | 109.6654 | -70.3346 | 0.97765 | 0.99802 | -3.8604 | -3.9225
Line14_15_16 | 0 | 0 | 0 | 0 | 0 | 0 | 0 | 0 | 0 | 0 | 0 | 0 | 0.97765 | 0.97765 | -3.8604 | -3.8604
Line15_16_17 | 0 | 0 | 0 | 0 | 0 | 0 | 0 | 0 | 0 | 0 | 0 | 0 | 0.97765 | 0.97765 | -3.8604 | -3.8604
Line16_4_18 | 0 | 0 | 0 | 0 | 0 | 0 | 0 | 0 | 0 | 0 | 0 | 0 | 0.92233 | 0.92233 | -3.7021 | -3.7021
Line17_5_19 | 0 | 0 | 0 | 0 | 0 | 0 | 0 | 0 | 0 | 0 | 0 | 0 | 0.89616 | 0.89616 | -3.5837 | -3.5837
Line1_1_3 | 0.21073 | 0.21073 | 0 | 0 | 0.146 | 0.146 | -0.051646 | 0.052978 | -0.12022 | 0.12288 | 109.6654 | -70.3346 | 0.89616 | 0.91653 | -3.5837 | -3.6575
Line2_1_4 | 0.27103 | 0.27103 | 0 | 0 | 0.18778 | 0.18778 | -0.064121 | 0.066325 | -0.15558 | 0.15999 | 108.8149 | -71.1851 | 0.89616 | 0.92233 | -3.5837 | -3.7021
Line3_1_5 | 0 | 0 | 0 | 0 | 0 | 0 | 0 | 0 | 0 | 0 | 0 | 0 | 0.89616 | 0.89616 | -3.5837 | -3.5837
Line4_2_6 | 2.1201 | 2.1201 | 0 | 0 | 1.4689 | 1.4689 | 0.46163 | -0.32678 | 0.90374 | -0.63404 | -66.6388 | 113.3612 | 0.69088 | 0.48561 | -3.6966 | -3.9048
Line5_6_7 | 2.1201 | 2.1201 | 0 | 0 | 1.4689 | 1.4689 | 0.32678 | -0.19193 | 0.63404 | -0.36435 | -66.6388 | 113.3612 | 0.48561 | 0.28036 | -3.9048 | -4.4181
Line6_7_8 | 2.8955 | 2.8955 | 0 | 5.2971 | 2.0061 | 2.0061 | 0.25152 | -1e-07 | 0.50304 | -1e-07 | -67.853 | 112.147 | 0.28036 | 0 | -4.4181 | 0
Line7_8_9 | 0 | 0 | 0 | 0 | 0 | 0 | 5.9499e-22 | 0 | 2.9853e-22 | 0 | 0 | 0 | 0 | 0 | 0 | 0
Line8_8_10 | 0 | 0 | 0 | 0 | 0 | 0 | 5.9499e-22 | 0 | 2.9853e-22 | 0 | 0 | 0 | 0 | 0 | 0 | 0
Line9_3_11 | 0.21073 | 0.21073 | 0 | 0 | 0.146 | 0.146 | -0.052978 | 0.054311 | -0.12288 | 0.12554 | 109.6654 | -70.3346 | 0.91653 | 0.9369 | -3.6575 | -3.7281

## LLL_max_10
name | pf_ikss_from_ka | pf_ikss_to_ka | pf_ip_from_ka | pf_ip_to_ka | pf_skss_from_mw | pf_skss_to_mw | pf_p_from_mw | pf_p_to_mw | pf_q_from_mvar | pf_q_to_mvar | pf_ikss_from_degree | pf_ikss_to_degree | pf_vm_from_pu | pf_vm_to_pu | pf_va_from_degree | pf_va_to_degree
Line0_1_2 | 2.2097 | 2.2097 | 0 | 0 | 1.5309 | 1.5309 | 0.64541 | -0.49893 | 1.271 | -0.97807 | -66.8022 | 113.1978 | 0.93116 | 0.71722 | -3.723 | -3.8291
Line10_11_12 | 0.21778 | 0.21778 | 0 | 0 | 0.15088 | 0.15088 | -0.059191 | 0.060613 | -0.1344 | 0.13724 | 109.92 | -70.08 | 0.97328 | 0.99434 | -3.8496 | -3.9088
Line11_12_13 | 0.21778 | 0.21778 | 0 | 0 | 0.15088 | 0.15088 | -0.060613 | 0.062036 | -0.13724 | 0.14009 | 109.92 | -70.08 | 0.99434 | 1.0154 | -3.9088 | -3.9656
Line12_13_15 | 0 | 0 | 0 | 0 | 0 | 0 | 0 | 0 | 0 | 0 | 0 | 0 | 1.0154 | 1.0154 | -3.9656 | -3.9656
Line13_13_14 | 0.21778 | 0.21778 | 0 | 0 | 0.15088 | 0.15088 | -0.062036 | 0.063459 | -0.14009 | 0.14293 | 109.92 | -70.08 | 1.0154 | 1.0365 | -3.9656 | -4.0201
Line14_15_16 | 0 | 0 | 0 | 0 | 0 | 0 | 0 | 0 | 0 | 0 | 0 | 0 | 1.0154 | 1.0154 | -3.9656 | -3.9656
Line15_16_17 | 0 | 0 | 0 | 0 | 0 | 0 | 0 | 0 | 0 | 0 | 0 | 0 | 1.0154 | 1.0154 | -3.9656 | -3.9656
Line16_4_18 | 0 | 0 | 0 | 0 | 0 | 0 | 0 | 0 | 0 | 0 | 0 | 0 | 0.95797 | 0.95797 | -3.8287 | -3.8287
Line17_5_19 | 0 | 0 | 0 | 0 | 0 | 0 | 0 | 0 | 0 | 0 | 0 | 0 | 0.93116 | 0.93116 | -3.723 | -3.723
Line1_1_3 | 0.21778 | 0.21778 | 0 | 0 | 0.15088 | 0.15088 | -0.056345 | 0.057768 | -0.1287 | 0.13155 | 109.92 | -70.08 | 0.93116 | 0.95222 | -3.723 | -3.7877
Line2_1_4 | 0.27744 | 0.27744 | 0 | 0 | 0.19221 | 0.19221 | -0.069343 | 0.071653 | -0.165 | 0.16962 | 109.0718 | -70.9282 | 0.93116 | 0.95797 | -3.723 | -3.8287
Line3_1_5 | 0 | 0 | 0 | 0 | 0 | 0 | 0 | 0 | 0 | 0 | 0 | 0 | 0.93116 | 0.93116 | -3.723 | -3.723
Line4_2_6 | 2.2097 | 2.2097 | 0 | 0 | 1.5309 | 1.5309 | 0.49893 | -0.35246 | 0.97807 | -0.68512 | -66.8022 | 113.1978 | 0.71722 | 0.50328 | -3.8291 | -4.0255
Line5_6_7 | 2.2097 | 2.2097 | 0 | 0 | 1.5309 | 1.5309 | 0.35246 | -0.20598 | 0.68512 | -0.39217 | -66.8022 | 113.1978 | 0.50328 | 0.28935 | -4.0255 | -4.5121
Line6_7_8 | 2.9884 | 2.9884 | 0 | 5.4745 | 2.0704 | 2.0704 | 0.26792 | -1e-07 | 0.53584 | -1e-07 | -67.9471 | 112.0529 | 0.28935 | 0 | -4.5121 | 0
Line7_8_9 | 0 | 0 | 0 | 0 | 0 | 0 | 8.9468e-22 | 0 | -9.755e-23 | 0 | 0 | 0 | 0 | 0 | 0 | 0
Line8_8_10 | 0 | 0 | 0 | 0 | 0 | 0 | 8.9468e-22 | 0 | -9.755e-23 | 0 | 0 | 0 | 0 | 0 | 0 | 0
Line9_3_11 | 0.21778 | 0.21778 | 0 | 0 | 0.15088 | 0.15088 | -0.057768 | 0.059191 | -0.13155 | 0.1344 | 109.92 | -70.08 | 0.95222 | 0.97328 | -3.7877 | -3.8496

## LLL_max_fault_6
name | pf_ikss_from_ka | pf_ikss_to_ka | pf_ip_from_ka | pf_ip_to_ka | pf_skss_from_mw | pf_skss_to_mw | pf_p_from_mw | pf_p_to_mw | pf_q_from_mvar | pf_q_to_mvar | pf_ikss_from_degree | pf_ikss_to_degree | pf_vm_from_pu | pf_vm_to_pu | pf_va_from_degree | pf_va_to_degree
Line0_1_2 | 0.093421 | 0.093421 | 0 | 0 | 0.064724 | 0.064724 | -0.018934 | 0.019196 | -0.067551 | 0.068075 | 105.7019 | -74.2981 | 1.0839 | 1.0928 | 0.04413 | -0.045609
Line10_11_12 | 0.10745 | 0.10745 | 0 | 0 | 0.074445 | 0.074445 | -0.0039941 | 0.0043405 | -0.082009 | 0.082702 | 92.3889 | -87.6111 | 1.1029 | 1.1124 | -0.39934 | -0.61538
Line11_12_13 | 0.10745 | 0.10745 | 0 | 0 | 0.074445 | 0.074445 | -0.0043405 | 0.0046868 | -0.082702 | 0.083395 | 92.3889 | -87.6111 | 1.1124 | 1.122 | -0.61538 | -0.82775
Line12_13_15 | 0 | 0 | 0 | 0 | 0 | 0 | 0 | 0 | 0 | 0 | 0 | 0 | 1.122 | 1.122 | -0.82775 | -0.82775
Line13_13_14 | 0.10745 | 0.10745 | 0 | 0 | 0.074445 | 0.074445 | -0.0046868 | 0.0050332 | -0.083395 | 0.084088 | 92.3889 | -87.6111 | 1.122 | 1.1315 | -0.82775 | -1.0365
Line14_15_16 | 0 | 0 | 0 | 0 | 0 | 0 | 0 | 0 | 0 | 0 | 0 | 0 | 1.122 | 1.122 | -0.82775 | -0.82775
Line15_16_17 | 0 | 0 | 0 | 0 | 0 | 0 | 0 | 0 | 0 | 0 | 0 | 0 | 1.122 | 1.122 | -0.82775 | -0.82775
Line16_4_18 | 0 | 0 | 0 | 0 | 0 | 0 | 0 | 0 | 0 | 0 | 0 | 0 | 1.0961 | 1.0961 | -0.23699 | -0.23699
Line17_5_19 | 0 | 0 | 0 | 0 | 0 | 0 | 0 | 0 | 0 | 0 | 0 | 0 | 1.0839 | 1.0839 | 0.04413 | 0.04413
Line1_1_3 | 0.10745 | 0.10745 | 0 | 0 | 0.074445 | 0.074445 | -0.0033013 | 0.0036477 | -0.080624 | 0.081317 | 92.3889 | -87.6111 | 1.0839 | 1.0934 | 0.04413 | -0.17953
Line2_1_4 | 0.13724 | 0.13724 | 0 | 0 | 0.09508 | 0.09508 | -0.0048393 | 0.0054043 | -0.10294 | 0.10407 | 92.7355 | -87.2645 | 1.0839 | 1.0961 | 0.04413 | -0.23699
Line3_1_5 | 0 | 0 | 0 | 0 | 0 | 0 | 0 | 0 | 0 | 0 | 0 | 0 | 1.0839 | 1.0839 | 0.04413 | 0.04413
Line4_2_6 | 0.093421 | 0.093421 | 0 | 0 | 0.064724 | 0.064724 | -0.019196 | 0.019458 | -0.068075 | 0.068599 | 105.7019 | -74.2981 | 1.0928 | 1.1017 | -0.045609 | -0.1339
Line5_6_7 | 0.093421 | 0.093421 | 0 | 0 | 0.064724 | 0.064724 | -0.019458 | 0.01972 | -0.068599 | 0.069122 | 105.7019 | -74.2981 | 1.1017 | 1.1106 | -0.1339 | -0.22078
Line6_7_8 | 0.036162 | 0.036162 | 0 | 0.066155 | 0.025054 | 0.025054 | 0.019655 | -0.019616 | 0.019694 | -0.019616 | -45.2779 | 134.7221 | 1.1106 | 1.1072 | -0.22078 | -0.27791
Line7_8_9 | 0 | 0 | 0 | 0 | 0 | 0 | 6.9732e-10 | 0 | 6.2029e-11 | 0 | 0 | 0 | 1.1072 | 1.1072 | -0.27791 | -0.27791
Line8_8_10 | 0 | 0 | 0 | 0 | 0 | 0 | 6.9732e-10 | 0 | 6.2029e-11 | 0 | 0 | 0 | 1.1072 | 1.1072 | -0.27791 | -0.27791
Line9_3_11 | 0.10745 | 0.10745 | 0 | 0 | 0.074445 | 0.074445 | -0.0036477 | 0.0039941 | -0.081317 | 0.082009 | 92.3889 | -87.6111 | 1.0934 | 1.1029 | -0.17953 | -0.39934

## LLL_max_fault_10
name | pf_ikss_from_ka | pf_ikss_to_ka | pf_ip_from_ka | pf_ip_to_ka | pf_skss_from_mw | pf_skss_to_mw | pf_p_from_mw | pf_p_to_mw | pf_q_from_mvar | pf_q_to_mvar | pf_ikss_from_degree | pf_ikss_to_degree | pf_vm_from_pu | pf_vm_to_pu | pf_va_from_degree | pf_va_to_degree
Line0_1_2 | 0.092972 | 0.092972 | 0 | 0 | 0.064413 | 0.064413 | -0.018976 | 0.019235 | -0.070646 | 0.071165 | 105.0751 | -74.9249 | 1.1356 | 1.1445 | 0.040403 | -0.049679
Line10_11_12 | 0.10871 | 0.10871 | 0 | 0 | 0.075315 | 0.075315 | -0.0043777 | 0.0047322 | -0.086871 | 0.08758 | 92.4987 | -87.5013 | 1.1549 | 1.1645 | -0.38616 | -0.59415
Line11_12_13 | 0.10871 | 0.10871 | 0 | 0 | 0.075315 | 0.075315 | -0.0047322 | 0.0050868 | -0.08758 | 0.088289 | 92.4987 | -87.5013 | 1.1645 | 1.1742 | -0.59415 | -0.79872
Line12_13_15 | 0 | 0 | 0 | 0 | 0 | 0 | 0 | 0 | 0 | 0 | 0 | 0 | 1.1742 | 1.1742 | -0.79872 | -0.79872
Line13_13_14 | 0.10871 | 0.10871 | 0 | 0 | 0.075315 | 0.075315 | -0.0050868 | 0.0054413 | -0.088289 | 0.088998 | 92.4987 | -87.5013 | 1.1742 | 1.1839 | -0.79872 | -0.99995
Line14_15_16 | 0 | 0 | 0 | 0 | 0 | 0 | 0 | 0 | 0 | 0 | 0 | 0 | 1.1742 | 1.1742 | -0.79872 | -0.79872
Line15_16_17 | 0 | 0 | 0 | 0 | 0 | 0 | 0 | 0 | 0 | 0 | 0 | 0 | 1.1742 | 1.1742 | -0.79872 | -0.79872
Line16_4_18 | 0 | 0 | 0 | 0 | 0 | 0 | 0 | 0 | 0 | 0 | 0 | 0 | 1.1479 | 1.1479 | -0.22756 | -0.22756
Line17_5_19 | 0 | 0 | 0 | 0 | 0 | 0 | 0 | 0 | 0 | 0 | 0 | 0 | 1.1356 | 1.1356 | 0.040403 | 0.040403
Line1_1_3 | 0.10871 | 0.10871 | 0 | 0 | 0.075315 | 0.075315 | -0.0036687 | 0.0040232 | -0.085453 | 0.086162 | 92.4987 | -87.5013 | 1.1356 | 1.1453 | 0.040403 | -0.17467
Line2_1_4 | 0.13756 | 0.13756 | 0 | 0 | 0.095304 | 0.095304 | -0.0052804 | 0.0058481 | -0.1081 | 0.10924 | 92.8368 | -87.1632 | 1.1356 | 1.1479 | 0.040403 | -0.22756
Line3_1_5 | 0 | 0 | 0 | 0 | 0 | 0 | 0 | 0 | 0 | 0 | 0 | 0 | 1.1356 | 1.1356 | 0.040403 | 0.040403
Line4_2_6 | 0.092972 | 0.092972 | 0 | 0 | 0.064413 | 0.064413 | -0.019235 | 0.019494 | -0.071165 | 0.071684 | 105.0751 | -74.9249 | 1.1445 | 1.1533 | -0.049679 | -0.13838
Line5_6_7 | 0.092972 | 0.092972 | 0 | 0 | 0.064413 | 0.064413 | -0.019494 | 0.019753 | -0.071684 | 0.072202 | 105.0751 | -74.9249 | 1.1533 | 1.1621 | -0.13838 | -0.22574
Line6_7_8 | 0.037841 | 0.037841 | 0 | 0.069321 | 0.026217 | 0.026217 | 0.021522 | -0.021479 | 0.021565 | -0.021479 | -45.2829 | 134.7171 | 1.1621 | 1.1586 | -0.22574 | -0.28286
Line7_8_9 | 0 | 0 | 0 | 0 | 0 | 0 | 7.4762e-10 | 0 | 6.9214e-11 | 0 | 0 | 0 | 1.1586 | 1.1586 | -0.28286 | -0.28286
Line8_8_10 | 0 | 0 | 0 | 0 | 0 | 0 | 7.4762e-10 | 0 | 6.9214e-11 | 0 | 0 | 0 | 1.1586 | 1.1586 | -0.28286 | -0.28286
Line9_3_11 | 0.10871 | 0.10871 | 0 | 0 | 0.075315 | 0.075315 | -0.0040232 | 0.0043777 | -0.086162 | 0.086871 | 92.4987 | -87.5013 | 1.1453 | 1.1549 | -0.17467 | -0.38616

## LLL_min_6
name | pf_ikss_from_ka | pf_ikss_to_ka | pf_ip_from_ka | pf_ip_to_ka | pf_skss_from_mw | pf_skss_to_mw | pf_p_from_mw | pf_p_to_mw | pf_q_from_mvar | pf_q_to_mvar | pf_ikss_from_degree | pf_ikss_to_degree | pf_vm_from_pu | pf_vm_to_pu | pf_va_from_degree | pf_va_to_degree
Line0_1_2 | 1.6785 | 1.6785 | 0 | 0 | 1.1629 | 1.1629 | 0.65062 | -0.48835 | 0.67693 | -0.5079 | -52.8091 | 127.1909 | 0.8074 | 0.6059 | -6.6736 | -6.6848
Line10_11_12 | 0.0028599 | 0.0028599 | 0 | 0 | 0.0019814 | 0.0019814 | -0.0013271 | 0.0013276 | -0.00089578 | 0.00089627 | 139.3175 | -40.6825 | 0.80807 | 0.80841 | -6.6633 | -6.6582
Line11_12_13 | 0.0028599 | 0.0028599 | 0 | 0 | 0.0019814 | 0.0019814 | -0.0013276 | 0.001328 | -0.00089627 | 0.00089676 | 139.3174 | -40.6826 | 0.80841 | 0.80874 | -6.6582 | -6.6531
Line12_13_15 | 0 | 0 | 0 | 0 | 0 | 0 | 0 | 0 | 0 | 0 | 0 | 0 | 0.80874 | 0.80874 | -6.6531 | -6.6531
Line13_13_14 | 0.0028599 | 0.0028599 | 0 | 0 | 0.0019814 | 0.0019814 | -0.001328 | 0.0013285 | -0.00089677 | 0.00089726 | 139.3172 | -40.6828 | 0.80874 | 0.80908 | -6.6531 | -6.648
Line14_15_16 | 0 | 0 | 0 | 0 | 0 | 0 | 0 | 0 | 0 | 0 | 0 | 0 | 0.80874 | 0.80874 | -6.6531 | -6.6531
Line15_16_17 | 0 | 0 | 0 | 0 | 0 | 0 | 0 | 0 | 0 | 0 | 0 | 0 | 0.80874 | 0.80874 | -6.6531 | -6.6531
Line16_4_18 | 0 | 0 | 0 | 0 | 0 | 0 | 0 | 0 | 0 | 0 | 0 | 0 | 0.80774 | 0.80774 | -6.6685 | -6.6685
Line17_5_19 | 0 | 0 | 0 | 0 | 0 | 0 | 0 | 0 | 0 | 0 | 0 | 0 | 0.8074 | 0.8074 | -6.6736 | -6.6736
Line1_1_3 | 0.0028599 | 0.0028599 | 0 | 0 | 0.0019814 | 0.0019814 | -0.0013262 | 0.0013266 | -0.0008948 | 0.00089529 | 139.3176 | -40.6824 | 0.8074 | 0.80774 | -6.6736 | -6.6685
Line2_1_4 | 0.00288 | 0.00288 | 0 | 0 | 0.0019953 | 0.0019953 | -0.0013322 | 0.0013327 | -0.00090585 | 0.00090635 | 139.1129 | -40.8871 | 0.8074 | 0.80774 | -6.6736 | -6.6685
Line3_1_5 | 0 | 0 | 0 | 0 | 0 | 0 | 0 | 0 | 0 | 0 | 0 | 0 | 0.8074 | 0.8074 | -6.6736 | -6.6736
Line4_2_6 | 1.6785 | 1.6785 | 0 | 0 | 1.1629 | 1.1629 | 0.48835 | -0.32607 | 0.5079 | -0.33886 | -52.8091 | 127.1909 | 0.6059 | 0.4044 | -6.6848 | -6.7071
Line5_6_7 | 1.6785 | 1.6785 | 0 | 0 | 1.1629 | 1.1629 | 0.32607 | -0.1638 | 0.33886 | -0.16983 | -52.8091 | 127.1909 | 0.4044 | 0.2029 | -6.7071 | -6.7737
Line6_7_8 | 1.6901 | 1.6901 | 0 | 2.6832 | 1.171 | 1.171 | 0.16454 | -1e-07 | 0.1714 | -1e-07 | -52.9428 | 127.0572 | 0.2029 | 0 | -6.7737 | 0
Line7_8_9 | 0 | 0 | 0 | 0 | 0 | 0 | 6.6827e-22 | 0 | 8.866e-22 | 0 | 0 | 0 | 0 | 0 | 0 | 0
Line8_8_10 | 0 | 0 | 0 | 0 | 0 | 0 | 6.6827e-22 | 0 | 8.866e-22 | 0 | 0 | 0 | 0 | 0 | 0 | 0
Line9_3_11 | 0.0028599 | 0.0028599 | 0 | 0 | 0.0019814 | 0.0019814 | -0.0013266 | 0.0013271 | -0.00089529 | 0.00089578 | 139.3175 | -40.6825 | 0.80774 | 0.80807 | -6.6685 | -6.6633

## LLL_min_10
name | pf_ikss_from_ka | pf_ikss_to_ka | pf_ip_from_ka | pf_ip_to_ka | pf_skss_from_mw | pf_skss_to_mw | pf_p_from_mw | pf_p_to_mw | pf_q_from_mvar | pf_q_to_mvar | pf_ikss_from_degree | pf_ikss_to_degree | pf_vm_from_pu | pf_vm_to_pu | pf_va_from_degree | pf_va_to_degree
Line0_1_2 | 1.5901 | 1.5901 | 0 | 0 | 1.1017 | 1.1017 | 0.58394 | -0.43829 | 0.60755 | -0.45584 | -52.8091 | 127.1909 | 0.76491 | 0.57401 | -6.6736 | -6.6848
Line10_11_12 | 0.0027094 | 0.0027094 | 0 | 0 | 0.0018771 | 0.0018771 | -0.0011911 | 0.0011915 | -0.00080397 | 0.00080441 | 139.3175 | -40.6825 | 0.76554 | 0.76586 | -6.6633 | -6.6582
Line11_12_13 | 0.0027094 | 0.0027094 | 0 | 0 | 0.0018771 | 0.0018771 | -0.0011915 | 0.0011919 | -0.00080441 | 0.00080485 | 139.3174 | -40.6826 | 0.76586 | 0.76618 | -6.6582 | -6.6531
Line12_13_15 | 0 | 0 | 0 | 0 | 0 | 0 | 0 | 0 | 0 | 0 | 0 | 0 | 0.76618 | 0.76618 | -6.6531 | -6.6531
Line13_13_14 | 0.0027094 | 0.0027094 | 0 | 0 | 0.0018771 | 0.0018771 | -0.0011919 | 0.0011923 | -0.00080486 | 0.0008053 | 139.3172 | -40.6828 | 0.76618 | 0.7665 | -6.6531 | -6.648
Line14_15_16 | 0 | 0 | 0 | 0 | 0 | 0 | 0 | 0 | 0 | 0 | 0 | 0 | 0.76618 | 0.76618 | -6.6531 | -6.6531
Line15_16_17 | 0 | 0 | 0 | 0 | 0 | 0 | 0 | 0 | 0 | 0 | 0 | 0 | 0.76618 | 0.76618 | -6.6531 | -6.6531
Line16_4_18 | 0 | 0 | 0 | 0 | 0 | 0 | 0 | 0 | 0 | 0 | 0 | 0 | 0.76523 | 0.76523 | -6.6685 | -6.6685
Line17_5_19 | 0 | 0 | 0 | 0 | 0 | 0 | 0 | 0 | 0 | 0 | 0 | 0 | 0.76491 | 0.76491 | -6.6736 | -6.6736
Line1_1_3 | 0.0027094 | 0.0027094 | 0 | 0 | 0.0018771 | 0.0018771 | -0.0011902 | 0.0011907 | -0.00080309 | 0.00080353 | 139.3176 | -40.6824 | 0.76491 | 0.76522 | -6.6736 | -6.6685
Line2_1_4 | 0.0027284 | 0.0027284 | 0 | 0 | 0.0018903 | 0.0018903 | -0.0011957 | 0.0011961 | -0.00081301 | 0.00081346 | 139.1129 | -40.8871 | 0.76491 | 0.76523 | -6.6736 | -6.6685
Line3_1_5 | 0 | 0 | 0 | 0 | 0 | 0 | 0 | 0 | 0 | 0 | 0 | 0 | 0.76491 | 0.76491 | -6.6736 | -6.6736
Line4_2_6 | 1.5901 | 1.5901 | 0 | 0 | 1.1017 | 1.1017 | 0.43829 | -0.29265 | 0.45584 | -0.30413 | -52.8091 | 127.1909 | 0.57401 | 0.38312 | -6.6848 | -6.7071
Line5_6_7 | 1.5901 | 1.5901 | 0 | 0 | 1.1017 | 1.1017 | 0.29265 | -0.14701 | 0.30413 | -0.15242 | -52.8091 | 127.1909 | 0.38312 | 0.19222 | -6.7071 | -6.7737
Line6_7_8 | 1.6012 | 1.6012 | 0 | 2.542 | 1.1093 | 1.1093 | 0.14768 | -1e-07 | 0.15383 | -1e-07 | -52.9428 | 127.0572 | 0.19222 | 0 | -6.7737 | 0
Line7_8_9 | 0 | 0 | 0 | 0 | 0 | 0 | 6.0122e-22 | 0 | 7.9807e-22 | 0 | 0 | 0 | 0 | 0 | 0 | 0
Line8_8_10 | 0 | 0 | 0 | 0 | 0 | 0 | 6.0122e-22 | 0 | 7.9807e-22 | 0 | 0 | 0 | 0 | 0 | 0 | 0
Line9_3_11 | 0.0027094 | 0.0027094 | 0 | 0 | 0.0018771 | 0.0018771 | -0.0011907 | 0.0011911 | -0.00080353 | 0.00080397 | 139.3175 | -40.6825 | 0.76522 | 0.76554 | -6.6685 | -6.6633

## LLL_min_fault_6
name | pf_ikss_from_ka | pf_ikss_to_ka | pf_ip_from_ka | pf_ip_to_ka | pf_skss_from_mw | pf_skss_to_mw | pf_p_from_mw | pf_p_to_mw | pf_q_from_mvar | pf_q_to_mvar | pf_ikss_from_degree | pf_ikss_to_degree | pf_vm_from_pu | pf_vm_to_pu | pf_va_from_degree | pf_va_to_degree
Line0_1_2 | 0.030262 | 0.030262 | 0 | 0 | 0.020966 | 0.020966 | 0.014076 | -0.014024 | 0.01402 | -0.013965 | -45.0091 | 134.9909 | 0.94759 | 0.94395 | -0.12325 | -0.12819
Line10_11_12 | 5.1563e-05 | 5.1563e-05 | 0 | 0 | 3.5724e-05 | 3.5724e-05 | -2.8468e-05 | 2.8468e-05 | -1.8318e-05 | 1.8318e-05 | 147.1175 | -32.8825 | 0.9476 | 0.9476 | -0.12308 | -0.12299
Line11_12_13 | 5.1563e-05 | 5.1563e-05 | 0 | 0 | 3.5724e-05 | 3.5724e-05 | -2.8468e-05 | 2.8468e-05 | -1.8318e-05 | 1.8318e-05 | 147.1175 | -32.8825 | 0.9476 | 0.94761 | -0.12299 | -0.1229
Line12_13_15 | 0 | 0 | 0 | 0 | 0 | 0 | 0 | 0 | 0 | 0 | 0 | 0 | 0.94761 | 0.94761 | -0.1229 | -0.1229
Line13_13_14 | 5.1563e-05 | 5.1563e-05 | 0 | 0 | 3.5724e-05 | 3.5724e-05 | -2.8468e-05 | 2.8468e-05 | -1.8318e-05 | 1.8318e-05 | 147.1173 | -32.8827 | 0.94761 | 0.94762 | -0.1229 | -0.12282
Line14_15_16 | 0 | 0 | 0 | 0 | 0 | 0 | 0 | 0 | 0 | 0 | 0 | 0 | 0.94761 | 0.94761 | -0.1229 | -0.1229
Line15_16_17 | 0 | 0 | 0 | 0 | 0 | 0 | 0 | 0 | 0 | 0 | 0 | 0 | 0.94761 | 0.94761 | -0.1229 | -0.1229
Line16_4_18 | 0 | 0 | 0 | 0 | 0 | 0 | 0 | 0 | 0 | 0 | 0 | 0 | 0.94759 | 0.94759 | -0.12317 | -0.12317
Line17_5_19 | 0 | 0 | 0 | 0 | 0 | 0 | 0 | 0 | 0 | 0 | 0 | 0 | 0.94759 | 0.94759 | -0.12325 | -0.12325
Line1_1_3 | 5.1563e-05 | 5.1563e-05 | 0 | 0 | 3.5724e-05 | 3.5724e-05 | -2.8468e-05 | 2.8468e-05 | -1.8317e-05 | 1.8318e-05 | 147.1177 | -32.8823 | 0.94759 | 0.94759 | -0.12325 | -0.12316
Line2_1_4 | 5.1926e-05 | 5.1926e-05 | 0 | 0 | 3.5975e-05 | 3.5975e-05 | -2.8602e-05 | 2.8602e-05 | -1.8549e-05 | 1.8549e-05 | 146.913 | -33.087 | 0.94759 | 0.94759 | -0.12325 | -0.12317
Line3_1_5 | 0 | 0 | 0 | 0 | 0 | 0 | 0 | 0 | 0 | 0 | 0 | 0 | 0.94759 | 0.94759 | -0.12325 | -0.12325
Line4_2_6 | 0.030262 | 0.030262 | 0 | 0 | 0.020966 | 0.020966 | 0.014024 | -0.013971 | 0.013965 | -0.01391 | -45.0091 | 134.9909 | 0.94395 | 0.94032 | -0.12819 | -0.13317
Line5_6_7 | 0.030262 | 0.030262 | 0 | 0 | 0.020966 | 0.020966 | 0.013971 | -0.013918 | 0.01391 | -0.013855 | -45.0091 | 134.9909 | 0.94032 | 0.93669 | -0.13317 | -0.13818
Line6_7_8 | 0.030473 | 0.030473 | 0 | 0.048378 | 0.021112 | 0.021112 | 0.013982 | -0.013929 | 0.013985 | -0.013929 | -45.1427 | 134.8573 | 0.93669 | 0.93303 | -0.13818 | -0.14275
Line7_8_9 | 0 | 0 | 0 | 0 | 0 | 0 | -1.7411e-10 | 0 | 2.4292e-11 | 0 | 0 | 0 | 0.93303 | 0.93303 | -0.14275 | -0.14275
Line8_8_10 | 0 | 0 | 0 | 0 | 0 | 0 | -1.7411e-10 | 0 | 2.4292e-11 | 0 | 0 | 0 | 0.93303 | 0.93303 | -0.14275 | -0.14275
Line9_3_11 | 5.1563e-05 | 5.1563e-05 | 0 | 0 | 3.5724e-05 | 3.5724e-05 | -2.8468e-05 | 2.8468e-05 | -1.8318e-05 | 1.8318e-05 | 147.1176 | -32.8824 | 0.94759 | 0.9476 | -0.12316 | -0.12308

## LLL_min_fault_10
name | pf_ikss_from_ka | pf_ikss_to_ka | pf_ip_from_ka | pf_ip_to_ka | pf_skss_from_mw | pf_skss_to_mw | pf_p_from_mw | pf_p_to_mw | pf_q_from_mvar | pf_q_to_mvar | pf_ikss_from_degree | pf_ikss_to_degree | pf_vm_from_pu | pf_vm_to_pu | pf_va_from_degree | pf_va_to_degree
Line0_1_2 | 0.028669 | 0.028669 | 0 | 0 | 0.019863 | 0.019863 | 0.012634 | -0.012586 | 0.012583 | -0.012534 | -45.0091 | 134.9909 | 0.89771 | 0.89427 | -0.12325 | -0.12819
Line10_11_12 | 4.885e-05 | 4.885e-05 | 0 | 0 | 3.3844e-05 | 3.3844e-05 | -2.555e-05 | 2.555e-05 | -1.644e-05 | 1.6441e-05 | 147.1175 | -32.8825 | 0.89773 | 0.89773 | -0.12308 | -0.12299
Line11_12_13 | 4.885e-05 | 4.885e-05 | 0 | 0 | 3.3844e-05 | 3.3844e-05 | -2.555e-05 | 2.555e-05 | -1.6441e-05 | 1.6441e-05 | 147.1175 | -32.8825 | 0.89773 | 0.89774 | -0.12299 | -0.1229
Line12_13_15 | 0 | 0 | 0 | 0 | 0 | 0 | 0 | 0 | 0 | 0 | 0 | 0 | 0.89774 | 0.89774 | -0.1229 | -0.1229
Line13_13_14 | 4.8849e-05 | 4.8849e-05 | 0 | 0 | 3.3844e-05 | 3.3844e-05 | -2.555e-05 | 2.5551e-05 | -1.6441e-05 | 1.6441e-05 | 147.1173 | -32.8827 | 0.89774 | 0.89774 | -0.1229 | -0.12282
Line14_15_16 | 0 | 0 | 0 | 0 | 0 | 0 | 0 | 0 | 0 | 0 | 0 | 0 | 0.89774 | 0.89774 | -0.1229 | -0.1229
Line15_16_17 | 0 | 0 | 0 | 0 | 0 | 0 | 0 | 0 | 0 | 0 | 0 | 0 | 0.89774 | 0.89774 | -0.1229 | -0.1229
Line16_4_18 | 0 | 0 | 0 | 0 | 0 | 0 | 0 | 0 | 0 | 0 | 0 | 0 | 0.89772 | 0.89772 | -0.12317 | -0.12317
Line17_5_19 | 0 | 0 | 0 | 0 | 0 | 0 | 0 | 0 | 0 | 0 | 0 | 0 | 0.89771 | 0.89771 | -0.12325 | -0.12325
Line1_1_3 | 4.885e-05 | 4.885e-05 | 0 | 0 | 3.3844e-05 | 3.3844e-05 | -2.555e-05 | 2.555e-05 | -1.644e-05 | 1.644e-05 | 147.1177 | -32.8823 | 0.89771 | 0.89772 | -0.12325 | -0.12316
Line2_1_4 | 4.9193e-05 | 4.9193e-05 | 0 | 0 | 3.4082e-05 | 3.4082e-05 | -2.567e-05 | 2.567e-05 | -1.6647e-05 | 1.6648e-05 | 146.913 | -33.087 | 0.89771 | 0.89772 | -0.12325 | -0.12317
Line3_1_5 | 0 | 0 | 0 | 0 | 0 | 0 | 0 | 0 | 0 | 0 | 0 | 0 | 0.89771 | 0.89771 | -0.12325 | -0.12325
Line4_2_6 | 0.028669 | 0.028669 | 0 | 0 | 0.019863 | 0.019863 | 0.012586 | -0.012539 | 0.012534 | -0.012485 | -45.0091 | 134.9909 | 0.89427 | 0.89083 | -0.12819 | -0.13317
Line5_6_7 | 0.028669 | 0.028669 | 0 | 0 | 0.019863 | 0.019863 | 0.012539 | -0.012492 | 0.012485 | -0.012435 | -45.0091 | 134.9909 | 0.89083 | 0.88739 | -0.13317 | -0.13818
Line6_7_8 | 0.028869 | 0.028869 | 0 | 0.045831 | 0.020001 | 0.020001 | 0.012549 | -0.012501 | 0.012551 | -0.012501 | -45.1427 | 134.8573 | 0.88739 | 0.88393 | -0.13818 | -0.14275
Line7_8_9 | 0 | 0 | 0 | 0 | 0 | 0 | -1.5626e-10 | 0 | 2.1802e-11 | 0 | 0 | 0 | 0.88393 | 0.88393 | -0.14275 | -0.14275
Line8_8_10 | 0 | 0 | 0 | 0 | 0 | 0 | -1.5626e-10 | 0 | 2.1802e-11 | 0 | 0 | 0 | 0.88393 | 0.88393 | -0.14275 | -0.14275
Line9_3_11 | 4.885e-05 | 4.885e-05 | 0 | 0 | 3.3844e-05 | 3.3844e-05 | -2.555e-05 | 2.555e-05 | -1.644e-05 | 1.644e-05 | 147.1176 | -32.8824 | 0.89772 | 0.89773 | -0.12316 | -0.12308

## LL_max_6
name | pf_ikss_a_from_ka | pf_ikss_b_from_ka | pf_ikss_c_from_ka | pf_ikss_a_to_ka | pf_ikss_b_to_ka | pf_ikss_c_to_ka | pf_skss_a_from_mw | pf_skss_b_from_mw | pf_skss_c_from_mw | pf_skss_a_to_mw | pf_skss_b_to_mw | pf_skss_c_to_mw | pf_p_a_from_mw | pf_p_b_from_mw | pf_p_c_from_mw | pf_p_a_to_mw | pf_p_b_to_mw | pf_p_c_to_mw | pf_q_a_from_mvar | pf_q_b_from_mvar | pf_q_c_from_mvar | pf_q_a_to_mvar | pf_q_b_to_mvar | pf_q_c_to_mvar | pf_ikss_a_from_degree | pf_ikss_b_from_degree | pf_ikss_c_from_degree | pf_ikss_a_to_degree | pf_ikss_b_to_degree | pf_ikss_c_to_degree | pf_vm_a_from_pu | pf_vm_b_from_pu | pf_vm_c_from_pu | pf_vm_a_to_pu | pf_vm_b_to_pu | pf_vm_c_to_pu | pf_va_a_from_degree | pf_va_b_from_degree | pf_va_c_from_degree | pf_va_a_to_degree | pf_va_b_to_degree | pf_va_c_to_degree
Line0_1_2 | 0.17327 | 1.8186 | 1.8788 | 0.17327 | 1.8186 | 1.8788 | 0.040014 | 0.42 | 0.43389 | 0.040014 | 0.42 | 0.43389 | -0.029848 | 0.36908 | -0.079014 | 0.030148 | -0.33601 | 0.11431 | -0.031684 | 0.18374 | 0.38771 | 0.032284 | -0.11759 | -0.31712 | 133.9243 | -153.8478 | 21.1138 | -46.0757 | 26.1522 | -158.8862 | 1.0878 | 0.98164 | 0.91195 | 1.1039 | 0.8476 | 0.77691 | 0.63311 | -127.3826 | 122.6326 | 0.88371 | -134.5599 | 130.9367
Line10_11_12 | 0.10472 | 0.17971 | 0.19845 | 0.10472 | 0.17971 | 0.19845 | 0.024183 | 0.041502 | 0.04583 | 0.024183 | 0.041502 | 0.04583 | -0.0026482 | -0.02539 | -8.9685e-05 | 0.0027579 | 0.025713 | 0.00048351 | -0.026633 | -0.033656 | -0.043364 | 0.026853 | 0.034302 | 0.044152 | 95.9307 | 0.01653 | -148.3242 | -84.0693 | -179.9835 | 31.6758 | 1.1067 | 1.0158 | 0.9462 | 1.1162 | 1.033 | 0.96344 | 0.25232 | -127.0137 | 121.5573 | 0.066775 | -126.8384 | 121.0484
Line11_12_13 | 0.10472 | 0.17971 | 0.19845 | 0.10472 | 0.17971 | 0.19845 | 0.024183 | 0.041502 | 0.04583 | 0.024183 | 0.041502 | 0.04583 | -0.0027579 | -0.025713 | -0.00048351 | 0.0028675 | 0.026036 | 0.00087733 | -0.026853 | -0.034302 | -0.044152 | 0.027072 | 0.034948 | 0.044939 | 95.9307 | 0.016529 | -148.3242 | -84.0693 | -179.9835 | 31.6758 | 1.1162 | 1.033 | 0.96344 | 1.1257 | 1.0501 | 0.98075 | 0.066775 | -126.8384 | 121.0484 | -0.11565 | -126.6688 | 120.5574
Line12_13_15 | 0 | 0 | 0 | 0 | 0 | 0 | 0 | 0 | 0 | 0 | 0 | 0 | 9.376e-10 | 8.3035e-11 | -7.4653e-10 | -9.376e-10 | -8.3035e-11 | 7.4653e-10 | 2.6244e-11 | 1.4085e-09 | -1.1019e-10 | -2.6244e-11 | -1.4085e-09 | 1.1019e-10 | 0 | 0 | 0 | 0 | 0 | 0 | 1.1257 | 1.0501 | 0.98075 | 1.1257 | 1.0501 | 0.98075 | -0.11565 | -126.6688 | 120.5574 | -0.11565 | -126.6688 | 120.5574
Line13_13_14 | 0.10472 | 0.17971 | 0.19845 | 0.10472 | 0.17971 | 0.19845 | 0.024183 | 0.041502 | 0.04583 | 0.024183 | 0.041502 | 0.04583 | -0.0028675 | -0.026036 | -0.00087733 | 0.0029772 | 0.026359 | 0.0012712 | -0.027072 | -0.034948 | -0.044939 | 0.027291 | 0.035594 | 0.045727 | 95.9307 | 0.016528 | -148.3242 | -84.0693 | -179.9835 | 31.6758 | 1.1257 | 1.0501 | 0.98075 | 1.1352 | 1.0672 | 0.99814 | -0.11565 | -126.6688 | 120.5574 | -0.29502 | -126.5046 | 120.0834
Line14_15_16 | 0 | 0 | 0 | 0 | 0 | 0 | 0 | 0 | 0 | 0 | 0 | 0 | 6.2507e-10 | 5.5356e-11 | -4.9768e-10 | -6.2507e-10 | -5.5356e-11 | 4.9768e-10 | 1.7496e-11 | 9.3898e-10 | -7.3461e-11 | -1.7496e-11 | -9.3898e-10 | 7.3461e-11 | 0 | 0 | 0 | 0 | 0 | 0 | 1.1257 | 1.0501 | 0.98075 | 1.1257 | 1.0501 | 0.98075 | -0.11565 | -126.6688 | 120.5574 | -0.11565 | -126.6688 | 120.5574
Line15_16_17 | 0 | 0 | 0 | 0 | 0 | 0 | 0 | 0 | 0 | 0 | 0 | 0 | 3.1253e-10 | 2.7678e-11 | -2.4884e-10 | -3.1253e-10 | -2.7678e-11 | 2.4884e-10 | 8.7477e-12 | 4.6949e-10 | -3.673e-11 | -8.7478e-12 | -4.6949e-10 | 3.673e-11 | 0 | 0 | 0 | 0 | 0 | 0 | 1.1257 | 1.0501 | 0.98075 | 1.1257 | 1.0501 | 0.98075 | -0.11565 | -126.6688 | 120.5574 | -0.11565 | -126.6688 | 120.5574
Line16_4_18 | 0 | 0 | 0 | 0 | 0 | 0 | 0 | 0 | 0 | 0 | 0 | 0 | 2.0277e-10 | -1.3908e-10 | -3.9753e-10 | -2.0277e-10 | 1.3908e-10 | 3.9753e-10 | -3.024e-11 | 4.8304e-10 | -1.2066e-10 | 3.024e-11 | -4.8304e-10 | 1.2066e-10 | 0 | 0 | 0 | 0 | 0 | 0 | 1.1002 | 1.004 | 0.93323 | 1.1002 | 1.004 | 0.93323 | 0.40904 | -127.1787 | 121.9244 | 0.40904 | -127.1787 | 121.9244
Line17_5_19 | 0 | 0 | 0 | 0 | 0 | 0 | 0 | 0 | 0 | 0 | 0 | 0 | 1.5113e-10 | -2.1471e-10 | -4.5791e-10 | -1.5113e-10 | 2.1471e-10 | 4.5791e-10 | -4.6278e-11 | 4.8562e-10 | -1.6127e-10 | 4.6277e-11 | -4.8562e-10 | 1.6127e-10 | 0 | 0 | 0 | 0 | 0 | 0 | 1.0878 | 0.98164 | 0.91195 | 1.0878 | 0.98164 | 0.91195 | 0.63311 | -127.3826 | 122.6326 | 0.63311 | -127.3826 | 122.6326
Line1_1_3 | 0.10472 | 0.17971 | 0.19845 | 0.10472 | 0.17971 | 0.19845 | 0.024183 | 0.041502 | 0.04583 | 0.024183 | 0.041502 | 0.04583 | -0.0024289 | -0.024744 | 0.00069796 | 0.0025386 | 0.025067 | -0.00030414 | -0.026195 | -0.032365 | -0.041789 | 0.026414 | 0.03301 | 0.042576 | 95.9307 | 0.016531 | -148.3242 | -84.0693 | -179.9835 | 31.6758 | 1.0878 | 0.98164 | 0.91195 | 1.0973 | 0.99874 | 0.92903 | 0.63311 | -127.3826 | 122.6326 | 0.44108 | -127.195 | 122.0851
Line2_1_4 | 0.13559 | 0.23365 | 0.24939 | 0.13559 | 0.23365 | 0.24939 | 0.031313 | 0.05396 | 0.057594 | 0.031313 | 0.05396 | 0.057594 | -0.0044061 | -0.030872 | 0.001806 | 0.0045899 | 0.031418 | -0.0011841 | -0.033776 | -0.043042 | -0.052492 | 0.034144 | 0.044134 | 0.053736 | 98.0653 | -1.7324 | -149.3379 | -81.9347 | 178.2676 | 30.6621 | 1.0878 | 0.98164 | 0.91195 | 1.1002 | 1.004 | 0.93323 | 0.63311 | -127.3826 | 122.6326 | 0.40904 | -127.1787 | 121.9244
Line3_1_5 | 0 | 0 | 0 | 0 | 0 | 0 | 0 | 0 | 0 | 0 | 0 | 0 | 3.0225e-10 | -4.2942e-10 | -9.1583e-10 | -3.0225e-10 | 4.2942e-10 | 9.1583e-10 | -9.2555e-11 | 9.7125e-10 | -3.2254e-10 | 9.2555e-11 | -9.7125e-10 | 3.2254e-10 | 0 | 0 | 0 | 0 | 0 | 0 | 1.0878 | 0.98164 | 0.91195 | 1.0878 | 0.98164 | 0.91195 | 0.63311 | -127.3826 | 122.6326 | 0.63311 | -127.3826 | 122.6326
Line4_2_6 | 0.17327 | 1.8186 | 1.8788 | 0.17327 | 1.8186 | 1.8788 | 0.040014 | 0.42 | 0.43389 | 0.040014 | 0.42 | 0.43389 | -0.030148 | 0.33601 | -0.11431 | 0.030448 | -0.30293 | 0.14961 | -0.032284 | 0.11759 | 0.31712 | 0.032884 | -0.05144 | -0.24652 | 133.9243 | -153.8478 | 21.1138 | -46.0757 | 26.1522 | -158.8862 | 1.1039 | 0.8476 | 0.77691 | 1.12 | 0.7316 | 0.66461 | 0.88371 | -134.5599 | 130.9367 | 1.1271 | -144.2106 | 142.367
Line5_6_7 | 0.17327 | 1.8186 | 1.8788 | 0.17327 | 1.8186 | 1.8788 | 0.040014 | 0.42 | 0.43389 | 0.040014 | 0.42 | 0.43389 | -0.030448 | 0.30293 | -0.14961 | 0.030749 | -0.26986 | 0.18491 | -0.032884 | 0.05144 | 0.24652 | 0.033485 | 0.014709 | -0.17592 | 133.9243 | -153.8478 | 21.1138 | -46.0757 | 26.1522 | -158.8862 | 1.12 | 0.7316 | 0.66461 | 1.1361 | 0.64348 | 0.58823 | 1.1271 | -144.2106 | 142.367 | 1.3636 | -156.9677 | 157.5403
Line6_7_8 | 0 | 2.4733 | 2.4733 | 0 | 2.4733 | 2.4733 | 0 | 0.57118 | 0.57118 | 0 | 0.57118 | 0.57118 | 1.0799e-09 | 0.36725 | -0.24491 | -1.0799e-09 | -0.30608 | 0.30608 | -3.1227e-10 | 0.01467 | 0.23002 | 3.1227e-10 | 0.10767 | -0.10767 | 0 | -159.2553 | 20.7447 | 0 | 20.7447 | -159.2553 | 1.1361 | 0.64348 | 0.58823 | 1.1361 | 0.56806 | 0.56806 | 1.3636 | -156.9677 | 157.5403 | 1.3636 | -178.6364 | -178.6364
Line7_8_9 | 0 | 0 | 0 | 0 | 0 | 0 | 0 | 0 | 0 | 0 | 0 | 0 | 3.5998e-10 | 4.4924e-11 | 1.3507e-10 | -3.5998e-10 | -4.4923e-11 | -1.3507e-10 | -1.0409e-10 | 1.8675e-09 | -1.9195e-09 | 1.0409e-10 | -1.8675e-09 | 1.9195e-09 | 0 | 0 | 0 | 0 | 0 | 0 | 1.1361 | 0.56806 | 0.56806 | 1.1361 | 0.56806 | 0.56806 | 1.3636 | -178.6364 | -178.6364 | 1.3636 | -178.6364 | -178.6364
Line8_8_10 | 0 | 0 | 0 | 0 | 0 | 0 | 0 | 0 | 0 | 0 | 0 | 0 | 3.5998e-10 | 4.4924e-11 | 1.3507e-10 | -3.5998e-10 | -4.4923e-11 | -1.3507e-10 | -1.0409e-10 | 1.8675e-09 | -1.9195e-09 | 1.0409e-10 | -1.8675e-09 | 1.9195e-09 | 0 | 0 | 0 | 0 | 0 | 0 | 1.1361 | 0.56806 | 0.56806 | 1.1361 | 0.56806 | 0.56806 | 1.3636 | -178.6364 | -178.6364 | 1.3636 | -178.6364 | -178.6364
Line9_3_11 | 0.10472 | 0.17971 | 0.19845 | 0.10472 | 0.17971 | 0.19845 | 0.024183 | 0.041502 | 0.04583 | 0.024183 | 0.041502 | 0.04583 | -0.0025386 | -0.025067 | 0.00030414 | 0.0026482 | 0.02539 | 8.9686e-05 | -0.026414 | -0.03301 | -0.042576 | 0.026633 | 0.033656 | 0.043364 | 95.9307 | 0.01653 | -148.3242 | -84.0693 | -179.9835 | 31.6758 | 1.0973 | 0.99874 | 0.92903 | 1.1067 | 1.0158 | 0.9462 | 0.44108 | -127.195 | 122.0851 | 0.25232 | -127.0137 | 121.5573

## LL_max_10
name | pf_ikss_a_from_ka | pf_ikss_b_from_ka | pf_ikss_c_from_ka | pf_ikss_a_to_ka | pf_ikss_b_to_ka | pf_ikss_c_to_ka | pf_skss_a_from_mw | pf_skss_b_from_mw | pf_skss_c_from_mw | pf_skss_a_to_mw | pf_skss_b_to_mw | pf_skss_c_to_mw | pf_p_a_from_mw | pf_p_b_from_mw | pf_p_c_from_mw | pf_p_a_to_mw | pf_p_b_to_mw | pf_p_c_to_mw | pf_q_a_from_mvar | pf_q_b_from_mvar | pf_q_c_from_mvar | pf_q_a_to_mvar | pf_q_b_to_mvar | pf_q_c_to_mvar | pf_ikss_a_from_degree | pf_ikss_b_from_degree | pf_ikss_c_from_degree | pf_ikss_a_to_degree | pf_ikss_b_to_degree | pf_ikss_c_to_degree | pf_vm_a_from_pu | pf_vm_b_from_pu | pf_vm_c_from_pu | pf_vm_a_to_pu | pf_vm_b_to_pu | pf_vm_c_to_pu | pf_va_a_from_degree | pf_va_b_from_degree | pf_va_c_from_degree | pf_va_a_to_degree | pf_va_b_to_degree | pf_va_c_to_degree
Line0_1_2 | 0.17465 | 1.8958 | 1.9566 | 0.17465 | 1.8958 | 1.9566 | 0.040334 | 0.43781 | 0.45185 | 0.040334 | 0.43781 | 0.45185 | -0.031443 | 0.40151 | -0.0875 | 0.031748 | -0.36557 | 0.12578 | -0.033544 | 0.19962 | 0.41967 | 0.034154 | -0.12774 | -0.34311 | 133.793 | -154.1231 | 21.0046 | -46.207 | 25.8769 | -158.9954 | 1.1399 | 1.0242 | 0.94877 | 1.1561 | 0.88451 | 0.80877 | 0.64459 | -127.6878 | 122.7817 | 0.88377 | -134.8621 | 131.1369
Line10_11_12 | 0.10593 | 0.18566 | 0.20423 | 0.10593 | 0.18566 | 0.20423 | 0.024464 | 0.042877 | 0.047166 | 0.024464 | 0.042877 | 0.047166 | -0.0029833 | -0.027846 | 0.00010494 | 0.0030955 | 0.028191 | 0.00031218 | -0.0282 | -0.035888 | -0.046408 | 0.028424 | 0.036578 | 0.047242 | 96.322 | 0.51287 | -148.4208 | -83.678 | -179.4871 | 31.5792 | 1.1591 | 1.0594 | 0.98394 | 1.1687 | 1.0771 | 1.0016 | 0.28305 | -127.2956 | 121.7087 | 0.10673 | -127.1092 | 121.2005
Line11_12_13 | 0.10593 | 0.18566 | 0.20423 | 0.10593 | 0.18566 | 0.20423 | 0.024464 | 0.042877 | 0.047166 | 0.024464 | 0.042877 | 0.047166 | -0.0030955 | -0.028191 | -0.00031218 | 0.0032077 | 0.028536 | 0.00072929 | -0.028424 | -0.036578 | -0.047242 | 0.028648 | 0.037267 | 0.048076 | 96.322 | 0.51287 | -148.4209 | -83.678 | -179.4871 | 31.5791 | 1.1687 | 1.0771 | 1.0016 | 1.1783 | 1.0947 | 1.0194 | 0.10673 | -127.1092 | 121.2005 | -0.066706 | -126.9287 | 120.7101
Line12_13_15 | 0 | 0 | 0 | 0 | 0 | 0 | 0 | 0 | 0 | 0 | 0 | 0 | 1.0154e-09 | 3.303e-11 | -9.0258e-10 | -1.0154e-09 | -3.303e-11 | 9.0258e-10 | 1.66e-11 | 1.5979e-09 | -1.5287e-10 | -1.66e-11 | -1.5979e-09 | 1.5287e-10 | 0 | 0 | 0 | 0 | 0 | 0 | 1.1783 | 1.0947 | 1.0194 | 1.1783 | 1.0947 | 1.0194 | -0.066706 | -126.9287 | 120.7101 | -0.066706 | -126.9287 | 120.7101
Line13_13_14 | 0.10593 | 0.18566 | 0.20423 | 0.10593 | 0.18566 | 0.20423 | 0.024464 | 0.042877 | 0.047166 | 0.024464 | 0.042877 | 0.047166 | -0.0032077 | -0.028536 | -0.00072929 | 0.00332 | 0.028881 | 0.0011464 | -0.028648 | -0.037267 | -0.048076 | 0.028873 | 0.037957 | 0.048911 | 96.3221 | 0.51286 | -148.4209 | -83.6779 | -179.4871 | 31.5791 | 1.1783 | 1.0947 | 1.0194 | 1.188 | 1.1124 | 1.0373 | -0.066706 | -126.9287 | 120.7101 | -0.23733 | -126.754 | 120.2365
Line14_15_16 | 0 | 0 | 0 | 0 | 0 | 0 | 0 | 0 | 0 | 0 | 0 | 0 | 6.7696e-10 | 2.202e-11 | -6.0172e-10 | -6.7696e-10 | -2.202e-11 | 6.0172e-10 | 1.1066e-11 | 1.0653e-09 | -1.0191e-10 | -1.1066e-11 | -1.0653e-09 | 1.0191e-10 | 0 | 0 | 0 | 0 | 0 | 0 | 1.1783 | 1.0947 | 1.0194 | 1.1783 | 1.0947 | 1.0194 | -0.066706 | -126.9287 | 120.7101 | -0.066706 | -126.9287 | 120.7101
Line15_16_17 | 0 | 0 | 0 | 0 | 0 | 0 | 0 | 0 | 0 | 0 | 0 | 0 | 3.3848e-10 | 1.101e-11 | -3.0086e-10 | -3.3848e-10 | -1.101e-11 | 3.0086e-10 | 5.5331e-12 | 5.3264e-10 | -5.0956e-11 | -5.5332e-12 | -5.3264e-10 | 5.0956e-11 | 0 | 0 | 0 | 0 | 0 | 0 | 1.1783 | 1.0947 | 1.0194 | 1.1783 | 1.0947 | 1.0194 | -0.066706 | -126.9287 | 120.7101 | -0.066706 | -126.9287 | 120.7101
Line16_4_18 | 0 | 0 | 0 | 0 | 0 | 0 | 0 | 0 | 0 | 0 | 0 | 0 | 2.2152e-10 | -1.6767e-10 | -4.5847e-10 | -2.2152e-10 | 1.6767e-10 | 4.5847e-10 | -3.5206e-11 | 5.4902e-10 | -1.422e-10 | 3.5206e-11 | -5.4902e-10 | 1.422e-10 | 0 | 0 | 0 | 0 | 0 | 0 | 1.1524 | 1.047 | 0.97043 | 1.1524 | 1.047 | 0.97043 | 0.43399 | -127.4703 | 122.082 | 0.43399 | -127.4703 | 122.082
Line17_5_19 | 0 | 0 | 0 | 0 | 0 | 0 | 0 | 0 | 0 | 0 | 0 | 0 | 1.6714e-10 | -2.4758e-10 | -5.2159e-10 | -1.6714e-10 | 2.4758e-10 | 5.2159e-10 | -5.1723e-11 | 5.5261e-10 | -1.8571e-10 | 5.1723e-11 | -5.5261e-10 | 1.8571e-10 | 0 | 0 | 0 | 0 | 0 | 0 | 1.1399 | 1.0242 | 0.94877 | 1.1399 | 1.0242 | 0.94877 | 0.64459 | -127.6878 | 122.7817 | 0.64459 | -127.6878 | 122.7817
Line1_1_3 | 0.10593 | 0.18566 | 0.20423 | 0.10593 | 0.18566 | 0.20423 | 0.024464 | 0.042877 | 0.047166 | 0.024464 | 0.042877 | 0.047166 | -0.0027589 | -0.027157 | 0.00093916 | 0.0028711 | 0.027502 | -0.00052205 | -0.027751 | -0.03451 | -0.044739 | 0.027975 | 0.035199 | 0.045574 | 96.322 | 0.51287 | -148.4208 | -83.678 | -179.4871 | 31.5792 | 1.1399 | 1.0242 | 0.94877 | 1.1495 | 1.0418 | 0.96631 | 0.64459 | -127.6878 | 122.7817 | 0.46231 | -127.4884 | 122.2354
Line2_1_4 | 0.13599 | 0.23897 | 0.25431 | 0.13599 | 0.23897 | 0.25431 | 0.031405 | 0.055188 | 0.058731 | 0.031405 | 0.055188 | 0.058731 | -0.0048586 | -0.033585 | 0.0021423 | 0.0050435 | 0.034156 | -0.0014956 | -0.035468 | -0.045463 | -0.055681 | 0.035838 | 0.046605 | 0.056974 | 98.4446 | -1.2331 | -149.4216 | -81.5554 | 178.7669 | 30.5784 | 1.1399 | 1.0242 | 0.94877 | 1.1524 | 1.047 | 0.97043 | 0.64459 | -127.6878 | 122.7817 | 0.43399 | -127.4703 | 122.082
Line3_1_5 | 0 | 0 | 0 | 0 | 0 | 0 | 0 | 0 | 0 | 0 | 0 | 0 | 3.3427e-10 | -4.9517e-10 | -1.0432e-09 | -3.3427e-10 | 4.9517e-10 | 1.0432e-09 | -1.0345e-10 | 1.1052e-09 | -3.7143e-10 | 1.0345e-10 | -1.1052e-09 | 3.7143e-10 | 0 | 0 | 0 | 0 | 0 | 0 | 1.1399 | 1.0242 | 0.94877 | 1.1399 | 1.0242 | 0.94877 | 0.64459 | -127.6878 | 122.7817 | 0.64459 | -127.6878 | 122.7817
Line4_2_6 | 0.17465 | 1.8958 | 1.9566 | 0.17465 | 1.8958 | 1.9566 | 0.040334 | 0.43781 | 0.45185 | 0.040334 | 0.43781 | 0.45185 | -0.031748 | 0.36557 | -0.12578 | 0.032053 | -0.32963 | 0.16406 | -0.034154 | 0.12774 | 0.34311 | 0.034764 | -0.055864 | -0.26655 | 133.793 | -154.1231 | 21.0046 | -46.207 | 25.8769 | -158.9954 | 1.1561 | 0.88451 | 0.80877 | 1.1724 | 0.76365 | 0.6927 | 0.88377 | -134.8621 | 131.1369 | 1.1163 | -144.5044 | 142.617
Line5_6_7 | 0.17465 | 1.8958 | 1.9566 | 0.17465 | 1.8958 | 1.9566 | 0.040334 | 0.43781 | 0.45185 | 0.040334 | 0.43781 | 0.45185 | -0.032053 | 0.32963 | -0.16406 | 0.032358 | -0.29369 | 0.20234 | -0.034764 | 0.055864 | 0.26655 | 0.035374 | 0.016014 | -0.18999 | 133.793 | -154.1231 | 21.0046 | -46.207 | 25.8769 | -158.9954 | 1.1724 | 0.76365 | 0.6927 | 1.1886 | 0.67182 | 0.61427 | 1.1163 | -144.5044 | 142.617 | 1.3425 | -157.2443 | 157.8084
Line6_7_8 | 0 | 2.5535 | 2.5535 | 0 | 2.5535 | 2.5535 | 0 | 0.58971 | 0.58971 | 0 | 0.58971 | 0.58971 | 1.1627e-09 | 0.39592 | -0.26551 | -1.1627e-09 | -0.33072 | 0.33072 | -3.3698e-10 | 0.014396 | 0.24643 | 3.3698e-10 | 0.11601 | -0.11601 | 0 | -159.3267 | 20.6733 | 0 | 20.6733 | -159.3267 | 1.1886 | 0.67182 | 0.61427 | 1.1886 | 0.59431 | 0.59431 | 1.3425 | -157.2443 | 157.8084 | 1.3425 | -178.6575 | -178.6575
Line7_8_9 | 0 | 0 | 0 | 0 | 0 | 0 | 0 | 0 | 0 | 0 | 0 | 0 | 3.8758e-10 | 4.8257e-11 | 1.4553e-10 | -3.8758e-10 | -4.8257e-11 | -1.4553e-10 | -1.1233e-10 | 2.0473e-09 | -2.1034e-09 | 1.1233e-10 | -2.0473e-09 | 2.1034e-09 | 0 | 0 | 0 | 0 | 0 | 0 | 1.1886 | 0.59431 | 0.59431 | 1.1886 | 0.59431 | 0.59431 | 1.3425 | -178.6575 | -178.6575 | 1.3425 | -178.6575 | -178.6575
Line8_8_10 | 0 | 0 | 0 | 0 | 0 | 0 | 0 | 0 | 0 | 0 | 0 | 0 | 3.8758e-10 | 4.8257e-11 | 1.4553e-10 | -3.8758e-10 | -4.8257e-11 | -1.4553e-10 | -1.1233e-10 | 2.0473e-09 | -2.1034e-09 | 1.1233e-10 | -2.0473e-09 | 2.1034e-09 | 0 | 0 | 0 | 0 | 0 | 0 | 1.1886 | 0.59431 | 0.59431 | 1.1886 | 0.59431 | 0.59431 | 1.3425 | -178.6575 | -178.6575 | 1.3425 | -178.6575 | -178.6575
Line9_3_11 | 0.10593 | 0.18566 | 0.20423 | 0.10593 | 0.18566 | 0.20423 | 0.024464 | 0.042877 | 0.047166 | 0.024464 | 0.042877 | 0.047166 | -0.0028711 | -0.027502 | 0.00052205 | 0.0029833 | 0.027846 | -0.00010494 | -0.027975 | -0.035199 | -0.045574 | 0.0282 | 0.035888 | 0.046408 | 96.322 | 0.51287 | -148.4208 | -83.678 | -179.4871 | 31.5792 | 1.1495 | 1.0418 | 0.96631 | 1.1591 | 1.0594 | 0.98394 | 0.46231 | -127.4884 | 122.2354 | 0.28305 | -127.2956 | 121.7087

## LL_max_fault_6
name | pf_ikss_a_from_ka | pf_ikss_b_from_ka | pf_ikss_c_from_ka | pf_ikss_a_to_ka | pf_ikss_b_to_ka | pf_ikss_c_to_ka | pf_skss_a_from_mw | pf_skss_b_from_mw | pf_skss_c_from_mw | pf_skss_a_to_mw | pf_skss_b_to_mw | pf_skss_c_to_mw | pf_p_a_from_mw | pf_p_b_from_mw | pf_p_c_from_mw | pf_p_a_to_mw | pf_p_b_to_mw | pf_p_c_to_mw | pf_q_a_from_mvar | pf_q_b_from_mvar | pf_q_c_from_mvar | pf_q_a_to_mvar | pf_q_b_to_mvar | pf_q_c_to_mvar | pf_ikss_a_from_degree | pf_ikss_b_from_degree | pf_ikss_c_from_degree | pf_ikss_a_to_degree | pf_ikss_b_to_degree | pf_ikss_c_to_degree | pf_vm_a_from_pu | pf_vm_b_from_pu | pf_vm_c_from_pu | pf_vm_a_to_pu | pf_vm_b_to_pu | pf_vm_c_to_pu | pf_va_a_from_degree | pf_va_b_from_degree | pf_va_c_from_degree | pf_va_a_to_degree | pf_va_b_to_degree | pf_va_c_to_degree
Line0_1_2 | 0.11879 | 0.099306 | 0.069296 | 0.11879 | 0.099306 | 0.069296 | 0.027433 | 0.022934 | 0.016003 | 0.027433 | 0.022934 | 0.016003 | -0.011775 | 0.00036099 | -0.0077744 | 0.011916 | -0.00026237 | 0.0078224 | -0.027359 | -0.02487 | -0.015462 | 0.027642 | 0.025067 | 0.015558 | 113.4271 | -30.9187 | -123.2228 | -66.5729 | 149.0813 | 56.7772 | 1.0858 | 1.0845 | 1.0814 | 1.0973 | 1.0931 | 1.0881 | 0.14068 | -120.0872 | 120.0834 | 0.10633 | -120.3191 | 120.0842
Line10_11_12 | 0.10655 | 0.10703 | 0.10878 | 0.10655 | 0.10703 | 0.10878 | 0.024606 | 0.024718 | 0.025123 | 0.024606 | 0.024718 | 0.025123 | -0.0010158 | -0.0017068 | -0.0012557 | 0.0011293 | 0.0018213 | 0.0013741 | -0.027159 | -0.027225 | -0.027623 | 0.027386 | 0.027454 | 0.027859 | 91.8324 | -26.9273 | -147.767 | -88.1676 | 153.0727 | 32.233 | 1.1045 | 1.1036 | 1.1006 | 1.1139 | 1.1131 | 1.1103 | -0.3095 | -120.5146 | 119.6301 | -0.5289 | -120.7228 | 119.4094
Line11_12_13 | 0.10655 | 0.10703 | 0.10878 | 0.10655 | 0.10703 | 0.10878 | 0.024606 | 0.024718 | 0.025123 | 0.024606 | 0.024718 | 0.025123 | -0.0011293 | -0.0018213 | -0.0013741 | 0.0012428 | 0.0019359 | 0.0014924 | -0.027386 | -0.027454 | -0.027859 | 0.027613 | 0.027683 | 0.028096 | 91.8324 | -26.9273 | -147.767 | -88.1676 | 153.0727 | 32.233 | 1.1139 | 1.1131 | 1.1103 | 1.1234 | 1.1227 | 1.1199 | -0.5289 | -120.7228 | 119.4094 | -0.74462 | -120.9275 | 119.1924
Line12_13_15 | 0 | 0 | 0 | 0 | 0 | 0 | 0 | 0 | 0 | 0 | 0 | 0 | 9.0753e-10 | 8.9968e-10 | 8.6273e-10 | -9.0753e-10 | -8.9968e-10 | -8.6273e-10 | 1.6862e-10 | 2.0991e-10 | 1.8232e-10 | -1.6862e-10 | -2.0991e-10 | -1.8232e-10 | 0 | 0 | 0 | 0 | 0 | 0 | 1.1234 | 1.1227 | 1.1199 | 1.1234 | 1.1227 | 1.1199 | -0.74462 | -120.9275 | 119.1924 | -0.74462 | -120.9275 | 119.1924
Line13_13_14 | 0.10655 | 0.10703 | 0.10878 | 0.10655 | 0.10703 | 0.10878 | 0.024606 | 0.024718 | 0.025123 | 0.024606 | 0.024718 | 0.025123 | -0.0012428 | -0.0019359 | -0.0014924 | 0.0013563 | 0.0020504 | 0.0016108 | -0.027613 | -0.027683 | -0.028096 | 0.02784 | 0.027912 | 0.028333 | 91.8324 | -26.9273 | -147.767 | -88.1676 | 153.0727 | 32.233 | 1.1234 | 1.1227 | 1.1199 | 1.1328 | 1.1323 | 1.1296 | -0.74462 | -120.9275 | 119.1924 | -0.95675 | -121.1287 | 118.9792
Line14_15_16 | 0 | 0 | 0 | 0 | 0 | 0 | 0 | 0 | 0 | 0 | 0 | 0 | 6.0502e-10 | 5.9979e-10 | 5.7516e-10 | -6.0502e-10 | -5.9979e-10 | -5.7516e-10 | 1.1241e-10 | 1.3994e-10 | 1.2154e-10 | -1.1241e-10 | -1.3994e-10 | -1.2154e-10 | 0 | 0 | 0 | 0 | 0 | 0 | 1.1234 | 1.1227 | 1.1199 | 1.1234 | 1.1227 | 1.1199 | -0.74462 | -120.9275 | 119.1924 | -0.74462 | -120.9275 | 119.1924
Line15_16_17 | 0 | 0 | 0 | 0 | 0 | 0 | 0 | 0 | 0 | 0 | 0 | 0 | 3.0251e-10 | 2.9989e-10 | 2.8758e-10 | -3.0251e-10 | -2.9989e-10 | -2.8758e-10 | 5.6205e-11 | 6.997e-11 | 6.0772e-11 | -5.6205e-11 | -6.997e-11 | -6.0772e-11 | 0 | 0 | 0 | 0 | 0 | 0 | 1.1234 | 1.1227 | 1.1199 | 1.1234 | 1.1227 | 1.1199 | -0.74462 | -120.9275 | 119.1924 | -0.74462 | -120.9275 | 119.1924
Line16_4_18 | 0 | 0 | 0 | 0 | 0 | 0 | 0 | 0 | 0 | 0 | 0 | 0 | 1.9235e-10 | 1.881e-10 | 1.7532e-10 | -1.9235e-10 | -1.881e-10 | -1.7532e-10 | 1.0617e-11 | 2.6412e-11 | 1.5024e-11 | -1.0617e-11 | -2.6412e-11 | -1.5024e-11 | 0 | 0 | 0 | 0 | 0 | 0 | 1.0978 | 1.0968 | 1.0937 | 1.0978 | 1.0968 | 1.0937 | -0.14393 | -120.3584 | 119.7956 | -0.14393 | -120.3584 | 119.7956
Line17_5_19 | 0 | 0 | 0 | 0 | 0 | 0 | 0 | 0 | 0 | 0 | 0 | 0 | 1.4247e-10 | 1.374e-10 | 1.2462e-10 | -1.4247e-10 | -1.374e-10 | -1.2462e-10 | -1.0264e-11 | 6.3518e-12 | -6.0615e-12 | 1.0264e-11 | -6.3518e-12 | 6.0615e-12 | 0 | 0 | 0 | 0 | 0 | 0 | 1.0858 | 1.0845 | 1.0814 | 1.0858 | 1.0845 | 1.0814 | 0.14068 | -120.0872 | 120.0834 | 0.14068 | -120.0872 | 120.0834
Line1_1_3 | 0.10655 | 0.10703 | 0.10878 | 0.10655 | 0.10703 | 0.10878 | 0.024606 | 0.024718 | 0.025123 | 0.024606 | 0.024718 | 0.025123 | -0.00078874 | -0.0014777 | -0.001019 | 0.00090226 | 0.0015922 | 0.0011374 | -0.026705 | -0.026767 | -0.027149 | 0.026932 | 0.026996 | 0.027386 | 91.8324 | -26.9273 | -147.767 | -88.1676 | 153.0727 | 32.233 | 1.0858 | 1.0845 | 1.0814 | 1.0952 | 1.0941 | 1.091 | 0.14068 | -120.0872 | 120.0834 | -0.086337 | -120.3027 | 119.8548
Line2_1_4 | 0.13601 | 0.13686 | 0.13884 | 0.13601 | 0.13686 | 0.13884 | 0.031409 | 0.031608 | 0.032063 | 0.031409 | 0.031608 | 0.032063 | -0.0012515 | -0.002092 | -0.0014759 | 0.0014365 | 0.0022793 | 0.0016686 | -0.034081 | -0.034216 | -0.034643 | 0.034451 | 0.034591 | 0.035028 | 92.2437 | -26.5884 | -147.4771 | -87.7563 | 153.4116 | 32.5229 | 1.0858 | 1.0845 | 1.0814 | 1.0978 | 1.0968 | 1.0937 | 0.14068 | -120.0872 | 120.0834 | -0.14393 | -120.3584 | 119.7956
Line3_1_5 | 0 | 0 | 0 | 0 | 0 | 0 | 0 | 0 | 0 | 0 | 0 | 0 | 2.8494e-10 | 2.748e-10 | 2.4924e-10 | -2.8494e-10 | -2.748e-10 | -2.4924e-10 | -2.0528e-11 | 1.2704e-11 | -1.2123e-11 | 2.0528e-11 | -1.2704e-11 | 1.2123e-11 | 0 | 0 | 0 | 0 | 0 | 0 | 1.0858 | 1.0845 | 1.0814 | 1.0858 | 1.0845 | 1.0814 | 0.14068 | -120.0872 | 120.0834 | 0.14068 | -120.0872 | 120.0834
Line4_2_6 | 0.11879 | 0.099306 | 0.069296 | 0.11879 | 0.099306 | 0.069296 | 0.027433 | 0.022934 | 0.016003 | 0.027433 | 0.022934 | 0.016003 | -0.011916 | 0.00026237 | -0.0078224 | 0.012057 | -0.00016376 | 0.0078704 | -0.027642 | -0.025067 | -0.015558 | 0.027924 | 0.025265 | 0.015654 | 113.4271 | -30.9187 | -123.2228 | -66.5729 | 149.0813 | 56.7772 | 1.0973 | 1.0931 | 1.0881 | 1.1087 | 1.1017 | 1.0948 | 0.10633 | -120.3191 | 120.0842 | 0.072695 | -120.5474 | 120.085
Line5_6_7 | 0.11879 | 0.099306 | 0.069296 | 0.11879 | 0.099306 | 0.069296 | 0.027433 | 0.022934 | 0.016003 | 0.027433 | 0.022934 | 0.016003 | -0.012057 | 0.00016376 | -0.0078704 | 0.012198 | -6.514e-05 | 0.0079184 | -0.027924 | -0.025265 | -0.015654 | 0.028206 | 0.025462 | 0.01575 | 113.4271 | -30.9187 | -123.2228 | -66.5729 | 149.0813 | 56.7772 | 1.1087 | 1.1017 | 1.0948 | 1.1202 | 1.1102 | 1.1016 | 0.072695 | -120.5474 | 120.085 | 0.039749 | -120.7722 | 120.0858
Line6_7_8 | 0 | 0.061915 | 0.061915 | 0 | 0.061915 | 0.061915 | 0 | 0.014299 | 0.014299 | 0 | 0.014299 | 0.014299 | 8.6545e-10 | 0.015347 | 0.0038971 | -8.6545e-10 | -0.015309 | -0.0038588 | -8.9764e-12 | 0.0040598 | 0.015261 | 8.9763e-12 | -0.0039831 | -0.015184 | 0 | -135.5892 | 44.4108 | 0 | 44.4108 | -135.5892 | 1.1202 | 1.1102 | 1.1016 | 1.1202 | 1.1063 | 1.0957 | 0.039749 | -120.7722 | 120.0858 | 0.039749 | -121.0051 | 120.1522
Line7_8_9 | 0 | 0 | 0 | 0 | 0 | 0 | 0 | 0 | 0 | 0 | 0 | 0 | 2.8848e-10 | 2.2897e-10 | 1.8361e-10 | -2.8848e-10 | -2.2897e-10 | -1.8361e-10 | -2.9921e-12 | 7.4714e-11 | -1.1208e-11 | 2.992e-12 | -7.4714e-11 | 1.1208e-11 | 0 | 0 | 0 | 0 | 0 | 0 | 1.1202 | 1.1063 | 1.0957 | 1.1202 | 1.1063 | 1.0957 | 0.039749 | -121.0051 | 120.1522 | 0.039749 | -121.0051 | 120.1522
Line8_8_10 | 0 | 0 | 0 | 0 | 0 | 0 | 0 | 0 | 0 | 0 | 0 | 0 | 2.8848e-10 | 2.2897e-10 | 1.8361e-10 | -2.8848e-10 | -2.2897e-10 | -1.8361e-10 | -2.9922e-12 | 7.4714e-11 | -1.1208e-11 | 2.9922e-12 | -7.4715e-11 | 1.1208e-11 | 0 | 0 | 0 | 0 | 0 | 0 | 1.1202 | 1.1063 | 1.0957 | 1.1202 | 1.1063 | 1.0957 | 0.039749 | -121.0051 | 120.1522 | 0.039749 | -121.0051 | 120.1522
Line9_3_11 | 0.10655 | 0.10703 | 0.10878 | 0.10655 | 0.10703 | 0.10878 | 0.024606 | 0.024718 | 0.025123 | 0.024606 | 0.024718 | 0.025123 | -0.00090226 | -0.0015922 | -0.0011374 | 0.0010158 | 0.0017068 | 0.0012557 | -0.026932 | -0.026996 | -0.027386 | 0.027159 | 0.027225 | 0.027623 | 91.8324 | -26.9273 | -147.767 | -88.1676 | 153.0727 | 32.233 | 1.0952 | 1.0941 | 1.091 | 1.1045 | 1.1036 | 1.1006 | -0.086337 | -120.3027 | 119.8548 | -0.3095 | -120.5146 | 119.6301

## LL_max_fault_10
name | pf_ikss_a_from_ka | pf_ikss_b_from_ka | pf_ikss_c_from_ka | pf_ikss_a_to_ka | pf_ikss_b_to_ka | pf_ikss_c_to_ka | pf_skss_a_from_mw | pf_skss_b_from_mw | pf_skss_c_from_mw | pf_skss_a_to_mw | pf_skss_b_to_mw | pf_skss_c_to_mw | pf_p_a_from_mw | pf_p_b_from_mw | pf_p_c_from_mw | pf_p_a_to_mw | pf_p_b_to_mw | pf_p_c_to_mw | pf_q_a_from_mvar | pf_q_b_from_mvar | pf_q_c_from_mvar | pf_q_a_to_mvar | pf_q_b_to_mvar | pf_q_c_to_mvar | pf_ikss_a_from_degree | pf_ikss_b_from_degree | pf_ikss_c_from_degree | pf_ikss_a_to_degree | pf_ikss_b_to_degree | pf_ikss_c_to_degree | pf_vm_a_from_pu | pf_vm_b_from_pu | pf_vm_c_from_pu | pf_vm_a_to_pu | pf_vm_b_to_pu | pf_vm_c_to_pu | pf_va_a_from_degree | pf_va_b_from_degree | pf_va_c_from_degree | pf_va_a_to_degree | pf_va_b_to_degree | pf_va_c_to_degree
Line0_1_2 | 0.11964 | 0.099635 | 0.067517 | 0.11964 | 0.099635 | 0.067517 | 0.02763 | 0.02301 | 0.015592 | 0.02763 | 0.02301 | 0.015592 | -0.012342 | 0.0010456 | -0.0079644 | 0.012485 | -0.00094629 | 0.00801 | -0.028912 | -0.026126 | -0.015768 | 0.029198 | 0.026325 | 0.015859 | 113.2582 | -32.3895 | -123.1191 | -66.7418 | 147.6105 | 56.8809 | 1.1377 | 1.1364 | 1.1329 | 1.1493 | 1.1448 | 1.1395 | 0.14174 | -120.0978 | 120.0821 | 0.107 | -120.3308 | 120.0835
Line10_11_12 | 0.10774 | 0.10827 | 0.11012 | 0.10774 | 0.10827 | 0.11012 | 0.02488 | 0.025004 | 0.025432 | 0.02488 | 0.025004 | 0.025432 | -0.0011093 | -0.0018788 | -0.0013718 | 0.0012254 | 0.001996 | 0.0014931 | -0.028758 | -0.028835 | -0.029275 | 0.02899 | 0.02907 | 0.029518 | 91.9175 | -26.7803 | -147.6717 | -88.0825 | 153.2197 | 32.3283 | 1.1567 | 1.1556 | 1.1524 | 1.1662 | 1.1653 | 1.1621 | -0.29156 | -120.5081 | 119.6455 | -0.50292 | -120.7082 | 119.4327
Line11_12_13 | 0.10774 | 0.10827 | 0.11012 | 0.10774 | 0.10827 | 0.11012 | 0.02488 | 0.025004 | 0.025432 | 0.02488 | 0.025004 | 0.025432 | -0.0012254 | -0.001996 | -0.0014931 | 0.0013414 | 0.0021132 | 0.0016143 | -0.02899 | -0.02907 | -0.029518 | 0.029222 | 0.029304 | 0.02976 | 91.9175 | -26.7803 | -147.6717 | -88.0825 | 153.2197 | 32.3283 | 1.1662 | 1.1653 | 1.1621 | 1.1757 | 1.175 | 1.1719 | -0.50292 | -120.7082 | 119.4327 | -0.71085 | -120.9049 | 119.2234
Line12_13_15 | 0 | 0 | 0 | 0 | 0 | 0 | 0 | 0 | 0 | 0 | 0 | 0 | 9.806e-10 | 9.7112e-10 | 9.284e-10 | -9.806e-10 | -9.7112e-10 | -9.284e-10 | 1.765e-10 | 2.2454e-10 | 1.922e-10 | -1.765e-10 | -2.2454e-10 | -1.922e-10 | 0 | 0 | 0 | 0 | 0 | 0 | 1.1757 | 1.175 | 1.1719 | 1.1757 | 1.175 | 1.1719 | -0.71085 | -120.9049 | 119.2234 | -0.71085 | -120.9049 | 119.2234
Line13_13_14 | 0.10774 | 0.10827 | 0.11012 | 0.10774 | 0.10827 | 0.11012 | 0.02488 | 0.025004 | 0.025432 | 0.02488 | 0.025004 | 0.025432 | -0.0013414 | -0.0021132 | -0.0016143 | 0.0014575 | 0.0022304 | 0.0017356 | -0.029222 | -0.029304 | -0.02976 | 0.029454 | 0.029538 | 0.030003 | 91.9175 | -26.7803 | -147.6717 | -88.0825 | 153.2197 | 32.3283 | 1.1757 | 1.175 | 1.1719 | 1.1853 | 1.1847 | 1.1817 | -0.71085 | -120.9049 | 119.2234 | -0.91544 | -121.0985 | 119.0176
Line14_15_16 | 0 | 0 | 0 | 0 | 0 | 0 | 0 | 0 | 0 | 0 | 0 | 0 | 6.5373e-10 | 6.4742e-10 | 6.1893e-10 | -6.5373e-10 | -6.4742e-10 | -6.1893e-10 | 1.1767e-10 | 1.4969e-10 | 1.2813e-10 | -1.1767e-10 | -1.4969e-10 | -1.2813e-10 | 0 | 0 | 0 | 0 | 0 | 0 | 1.1757 | 1.175 | 1.1719 | 1.1757 | 1.175 | 1.1719 | -0.71085 | -120.9049 | 119.2234 | -0.71085 | -120.9049 | 119.2234
Line15_16_17 | 0 | 0 | 0 | 0 | 0 | 0 | 0 | 0 | 0 | 0 | 0 | 0 | 3.2687e-10 | 3.2371e-10 | 3.0947e-10 | -3.2687e-10 | -3.2371e-10 | -3.0947e-10 | 5.8832e-11 | 7.4847e-11 | 6.4067e-11 | -5.8833e-11 | -7.4847e-11 | -6.4067e-11 | 0 | 0 | 0 | 0 | 0 | 0 | 1.1757 | 1.175 | 1.1719 | 1.1757 | 1.175 | 1.1719 | -0.71085 | -120.9049 | 119.2234 | -0.71085 | -120.9049 | 119.2234
Line16_4_18 | 0 | 0 | 0 | 0 | 0 | 0 | 0 | 0 | 0 | 0 | 0 | 0 | 2.0976e-10 | 2.0476e-10 | 1.9003e-10 | -2.0976e-10 | -2.0476e-10 | -1.9003e-10 | 1.0497e-11 | 2.877e-11 | 1.553e-11 | -1.0497e-11 | -2.877e-11 | -1.553e-11 | 0 | 0 | 0 | 0 | 0 | 0 | 1.1498 | 1.1486 | 1.1452 | 1.1498 | 1.1486 | 1.1452 | -0.1297 | -120.3558 | 119.8074 | -0.1297 | -120.3558 | 119.8074
Line17_5_19 | 0 | 0 | 0 | 0 | 0 | 0 | 0 | 0 | 0 | 0 | 0 | 0 | 1.5739e-10 | 1.5147e-10 | 1.3676e-10 | -1.5739e-10 | -1.5147e-10 | -1.3676e-10 | -1.1352e-11 | 7.8245e-12 | -6.5505e-12 | 1.1352e-11 | -7.8246e-12 | 6.5504e-12 | 0 | 0 | 0 | 0 | 0 | 0 | 1.1377 | 1.1364 | 1.1329 | 1.1377 | 1.1364 | 1.1329 | 0.14174 | -120.0978 | 120.0821 | 0.14174 | -120.0978 | 120.0821
Line1_1_3 | 0.10774 | 0.10827 | 0.11012 | 0.10774 | 0.10827 | 0.11012 | 0.02488 | 0.025004 | 0.025432 | 0.02488 | 0.025004 | 0.025432 | -0.00087715 | -0.0016443 | -0.0011292 | 0.00099322 | 0.0017615 | 0.0012505 | -0.028293 | -0.028366 | -0.02879 | 0.028526 | 0.028601 | 0.029033 | 91.9175 | -26.7803 | -147.6717 | -88.0825 | 153.2197 | 32.3283 | 1.1377 | 1.1364 | 1.1329 | 1.1472 | 1.146 | 1.1426 | 0.14174 | -120.0978 | 120.0821 | -0.076702 | -120.3047 | 119.862
Line2_1_4 | 0.13626 | 0.13718 | 0.13925 | 0.13626 | 0.13718 | 0.13925 | 0.031467 | 0.03168 | 0.032158 | 0.031467 | 0.03168 | 0.032158 | -0.0013618 | -0.00229 | -0.0016062 | 0.0015475 | 0.0024781 | 0.0018001 | -0.035775 | -0.035927 | -0.036397 | 0.036146 | 0.036303 | 0.036785 | 92.3218 | -26.4507 | -147.391 | -87.6782 | 153.5493 | 32.609 | 1.1377 | 1.1364 | 1.1329 | 1.1498 | 1.1486 | 1.1452 | 0.14174 | -120.0978 | 120.0821 | -0.1297 | -120.3558 | 119.8074
Line3_1_5 | 0 | 0 | 0 | 0 | 0 | 0 | 0 | 0 | 0 | 0 | 0 | 0 | 3.1478e-10 | 3.0295e-10 | 2.7351e-10 | -3.1478e-10 | -3.0295e-10 | -2.7351e-10 | -2.2704e-11 | 1.5649e-11 | -1.3101e-11 | 2.2704e-11 | -1.5649e-11 | 1.3101e-11 | 0 | 0 | 0 | 0 | 0 | 0 | 1.1377 | 1.1364 | 1.1329 | 1.1377 | 1.1364 | 1.1329 | 0.14174 | -120.0978 | 120.0821 | 0.14174 | -120.0978 | 120.0821
Line4_2_6 | 0.11964 | 0.099635 | 0.067517 | 0.11964 | 0.099635 | 0.067517 | 0.02763 | 0.02301 | 0.015592 | 0.02763 | 0.02301 | 0.015592 | -0.012485 | 0.00094629 | -0.00801 | 0.012628 | -0.00084702 | 0.0080556 | -0.029198 | -0.026325 | -0.015859 | 0.029484 | 0.026523 | 0.01595 | 113.2582 | -32.3895 | -123.1191 | -66.7418 | 147.6105 | 56.8809 | 1.1493 | 1.1448 | 1.1395 | 1.1609 | 1.1533 | 1.146 | 0.107 | -120.3308 | 120.0835 | 0.072951 | -120.5604 | 120.0848
Line5_6_7 | 0.11964 | 0.099635 | 0.067517 | 0.11964 | 0.099635 | 0.067517 | 0.02763 | 0.02301 | 0.015592 | 0.02763 | 0.02301 | 0.015592 | -0.012628 | 0.00084702 | -0.0080556 | 0.012771 | -0.00074775 | 0.0081012 | -0.029484 | -0.026523 | -0.01595 | 0.029771 | 0.026722 | 0.016041 | 113.2582 | -32.3895 | -123.1191 | -66.7418 | 147.6105 | 56.8809 | 1.1609 | 1.1533 | 1.146 | 1.1724 | 1.1618 | 1.1525 | 0.072951 | -120.5604 | 120.0848 | 0.039575 | -120.7867 | 120.0861
Line6_7_8 | 0 | 0.06478 | 0.06478 | 0 | 0.06478 | 0.06478 | 0 | 0.01496 | 0.01496 | 0 | 0.01496 | 0.01496 | 9.3393e-10 | 0.016803 | 0.0042632 | -9.3393e-10 | -0.016761 | -0.0042213 | -9.7988e-12 | 0.0044434 | 0.016707 | 9.7987e-12 | -0.0043595 | -0.016623 | 0 | -135.5988 | 44.4012 | 0 | 44.4012 | -135.5988 | 1.1724 | 1.1618 | 1.1525 | 1.1724 | 1.1576 | 1.1464 | 0.039575 | -120.7867 | 120.0861 | 0.039575 | -121.0196 | 120.1526
Line7_8_9 | 0 | 0 | 0 | 0 | 0 | 0 | 0 | 0 | 0 | 0 | 0 | 0 | 3.1131e-10 | 2.4544e-10 | 1.9507e-10 | -3.1131e-10 | -2.4544e-10 | -1.9507e-10 | -3.2663e-12 | 8.3087e-11 | -1.2317e-11 | 3.2663e-12 | -8.3087e-11 | 1.2317e-11 | 0 | 0 | 0 | 0 | 0 | 0 | 1.1724 | 1.1576 | 1.1464 | 1.1724 | 1.1576 | 1.1464 | 0.039575 | -121.0196 | 120.1526 | 0.039575 | -121.0196 | 120.1526
Line8_8_10 | 0 | 0 | 0 | 0 | 0 | 0 | 0 | 0 | 0 | 0 | 0 | 0 | 3.1131e-10 | 2.4544e-10 | 1.9507e-10 | -3.1131e-10 | -2.4544e-10 | -1.9507e-10 | -3.2663e-12 | 8.3087e-11 | -1.2317e-11 | 3.2663e-12 | -8.3087e-11 | 1.2317e-11 | 0 | 0 | 0 | 0 | 0 | 0 | 1.1724 | 1.1576 | 1.1464 | 1.1724 | 1.1576 | 1.1464 | 0.039575 | -121.0196 | 120.1526 | 0.039575 | -121.0196 | 120.1526
Line9_3_11 | 0.10774 | 0.10827 | 0.11012 | 0.10774 | 0.10827 | 0.11012 | 0.02488 | 0.025004 | 0.025432 | 0.02488 | 0.025004 | 0.025432 | -0.00099322 | -0.0017615 | -0.0012505 | 0.0011093 | 0.0018788 | 0.0013718 | -0.028526 | -0.028601 | -0.029033 | 0.028758 | 0.028835 | 0.029275 | 91.9175 | -26.7803 | -147.6717 | -88.0825 | 153.2197 | 32.3283 | 1.1472 | 1.146 | 1.1426 | 1.1567 | 1.1556 | 1.1524 | -0.076702 | -120.3047 | 119.862 | -0.29156 | -120.5081 | 119.6455

## LL_min_6
name | pf_ikss_a_from_ka | pf_ikss_b_from_ka | pf_ikss_c_from_ka | pf_ikss_a_to_ka | pf_ikss_b_to_ka | pf_ikss_c_to_ka | pf_skss_a_from_mw | pf_skss_b_from_mw | pf_skss_c_from_mw | pf_skss_a_to_mw | pf_skss_b_to_mw | pf_skss_c_to_mw | pf_p_a_from_mw | pf_p_b_from_mw | pf_p_c_from_mw | pf_p_a_to_mw | pf_p_b_to_mw | pf_p_c_to_mw | pf_q_a_from_mvar | pf_q_b_from_mvar | pf_q_c_from_mvar | pf_q_a_to_mvar | pf_q_b_to_mvar | pf_q_c_to_mvar | pf_ikss_a_from_degree | pf_ikss_b_from_degree | pf_ikss_c_from_degree | pf_ikss_a_to_degree | pf_ikss_b_to_degree | pf_ikss_c_to_degree | pf_vm_a_from_pu | pf_vm_b_from_pu | pf_vm_c_from_pu | pf_vm_a_to_pu | pf_vm_b_to_pu | pf_vm_c_to_pu | pf_va_a_from_degree | pf_va_b_from_degree | pf_va_c_from_degree | pf_va_a_to_degree | pf_va_b_to_degree | pf_va_c_to_degree
Line0_1_2 | 0.0018277 | 1.4533 | 1.4545 | 0.0018277 | 1.4533 | 1.4545 | 0.00042209 | 0.33563 | 0.3359 | 0.00042209 | 0.33563 | 0.3359 | -0.00038952 | 0.28972 | 0.035522 | 0.00038959 | -0.24917 | 0.0050963 | -9.525e-05 | 0.072693 | 0.26574 | 9.5316e-05 | -0.03045 | -0.22343 | 166.2754 | -142.7793 | 37.1648 | -13.7246 | 37.2207 | -142.8352 | 0.95004 | 0.88997 | 0.79818 | 0.95023 | 0.74791 | 0.66535 | 0.016174 | -128.6942 | 119.5512 | 0.023268 | -135.812 | 128.4714
Line10_11_12 | 0.00042042 | 0.0024973 | 0.0021139 | 0.00042042 | 0.0024973 | 0.0021139 | 9.7091e-05 | 0.00057673 | 0.00048818 | 9.7091e-05 | 0.00057673 | 0.00048818 | -8.8016e-05 | -0.00050282 | -9.6701e-05 | 8.8019e-05 | 0.00050294 | 9.6786e-05 | 2.7612e-05 | -0.00010444 | -0.00037769 | -2.7609e-05 | 0.00010457 | 0.00037778 | -162.5608 | 39.5932 | -136.1056 | 17.4392 | -140.4068 | 43.8944 | 0.95009 | 0.89047 | 0.79862 | 0.95011 | 0.89071 | 0.79884 | 0.021626 | -128.6724 | 119.5333 | 0.024352 | -128.6615 | 119.5244
Line11_12_13 | 0.00042042 | 0.0024973 | 0.0021139 | 0.00042042 | 0.0024973 | 0.0021139 | 9.7091e-05 | 0.00057673 | 0.00048818 | 9.7091e-05 | 0.00057673 | 0.00048818 | -8.8019e-05 | -0.00050294 | -9.6786e-05 | 8.8022e-05 | 0.00050306 | 9.6872e-05 | 2.7609e-05 | -0.00010457 | -0.00037778 | -2.7605e-05 | 0.00010469 | 0.00037787 | -162.5608 | 39.5932 | -136.1057 | 17.4392 | -140.4068 | 43.8943 | 0.95011 | 0.89071 | 0.79884 | 0.95013 | 0.89096 | 0.79906 | 0.024352 | -128.6615 | 119.5244 | 0.027078 | -128.6506 | 119.5154
Line12_13_15 | 0 | 0 | 0 | 0 | 0 | 0 | 0 | 0 | 0 | 0 | 0 | 0 | 1.3766e-12 | -4.727e-10 | -1.3264e-09 | -1.3766e-12 | 4.727e-10 | 1.3264e-09 | -4.6923e-12 | 1.4004e-09 | 7.0621e-11 | 4.6923e-12 | -1.4004e-09 | -7.0621e-11 | 0 | 0 | 0 | 0 | 0 | 0 | 0.95013 | 0.89096 | 0.79906 | 0.95013 | 0.89096 | 0.79906 | 0.027078 | -128.6506 | 119.5154 | 0.027078 | -128.6506 | 119.5154
Line13_13_14 | 0.00042042 | 0.0024973 | 0.0021139 | 0.00042042 | 0.0024973 | 0.0021139 | 9.7091e-05 | 0.00057673 | 0.00048818 | 9.7091e-05 | 0.00057673 | 0.00048818 | -8.8022e-05 | -0.00050306 | -9.687e-05 | 8.8026e-05 | 0.00050318 | 9.6956e-05 | 2.7605e-05 | -0.0001047 | -0.00037787 | -2.7601e-05 | 0.00010482 | 0.00037796 | -162.5608 | 39.593 | -136.1059 | 17.4392 | -140.407 | 43.8941 | 0.95013 | 0.89096 | 0.79906 | 0.95015 | 0.89121 | 0.79929 | 0.027078 | -128.6506 | 119.5154 | 0.029803 | -128.6397 | 119.5065
Line14_15_16 | 0 | 0 | 0 | 0 | 0 | 0 | 0 | 0 | 0 | 0 | 0 | 0 | 9.1771e-13 | -3.1514e-10 | -8.8425e-10 | -9.1771e-13 | 3.1514e-10 | 8.8425e-10 | -3.1282e-12 | 9.3358e-10 | 4.7081e-11 | 3.1282e-12 | -9.3358e-10 | -4.7081e-11 | 0 | 0 | 0 | 0 | 0 | 0 | 0.95013 | 0.89096 | 0.79906 | 0.95013 | 0.89096 | 0.79906 | 0.027078 | -128.6506 | 119.5154 | 0.027078 | -128.6506 | 119.5154
Line15_16_17 | 0 | 0 | 0 | 0 | 0 | 0 | 0 | 0 | 0 | 0 | 0 | 0 | 4.5885e-13 | -1.5757e-10 | -4.4213e-10 | -4.5885e-13 | 1.5757e-10 | 4.4213e-10 | -1.5641e-12 | 4.6679e-10 | 2.354e-11 | 1.5641e-12 | -4.6679e-10 | -2.354e-11 | 0 | 0 | 0 | 0 | 0 | 0 | 0.95013 | 0.89096 | 0.79906 | 0.95013 | 0.89096 | 0.79906 | 0.027078 | -128.6506 | 119.5154 | 0.027078 | -128.6506 | 119.5154
Line16_4_18 | 0 | 0 | 0 | 0 | 0 | 0 | 0 | 0 | 0 | 0 | 0 | 0 | 2.2628e-13 | -1.5958e-10 | -4.4371e-10 | -2.2627e-13 | 1.5958e-10 | 4.4371e-10 | -1.0929e-12 | 4.6816e-10 | 2.2222e-11 | 1.0929e-12 | -4.6816e-10 | -2.2222e-11 | 0 | 0 | 0 | 0 | 0 | 0 | 0.95006 | 0.89022 | 0.7984 | 0.95006 | 0.89022 | 0.7984 | 0.018921 | -128.6833 | 119.5422 | 0.018921 | -128.6833 | 119.5422
Line17_5_19 | 0 | 0 | 0 | 0 | 0 | 0 | 0 | 0 | 0 | 0 | 0 | 0 | 1.4575e-13 | -1.6026e-10 | -4.4424e-10 | -1.4575e-13 | 1.6026e-10 | 4.4424e-10 | -9.3418e-13 | 4.6861e-10 | 2.1776e-11 | 9.3418e-13 | -4.6861e-10 | -2.1776e-11 | 0 | 0 | 0 | 0 | 0 | 0 | 0.95004 | 0.88997 | 0.79818 | 0.95004 | 0.88997 | 0.79818 | 0.016174 | -128.6942 | 119.5512 | 0.016174 | -128.6942 | 119.5512
Line1_1_3 | 0.00042042 | 0.0024973 | 0.0021139 | 0.00042042 | 0.0024973 | 0.0021139 | 9.7091e-05 | 0.00057673 | 0.00048818 | 9.7091e-05 | 0.00057673 | 0.00048818 | -8.8009e-05 | -0.00050259 | -9.653e-05 | 8.8012e-05 | 0.00050271 | 9.6616e-05 | 2.7619e-05 | -0.00010419 | -0.00037751 | -2.7616e-05 | 0.00010432 | 0.0003776 | -162.5608 | 39.5933 | -136.1055 | 17.4392 | -140.4067 | 43.8945 | 0.95004 | 0.88997 | 0.79818 | 0.95006 | 0.89022 | 0.7984 | 0.016174 | -128.6942 | 119.5512 | 0.0189 | -128.6833 | 119.5423
Line2_1_4 | 0.00042551 | 0.0025131 | 0.0021258 | 0.00042551 | 0.0025131 | 0.0021258 | 9.8268e-05 | 0.00058038 | 0.00049094 | 9.8268e-05 | 0.00058038 | 0.00049094 | -8.9307e-05 | -0.00050529 | -9.5813e-05 | 8.931e-05 | 0.00050541 | 9.59e-05 | 2.7206e-05 | -0.00010714 | -0.00037996 | -2.7202e-05 | 0.00010727 | 0.00038005 | -163.0414 | 39.3341 | -136.2959 | 16.9586 | -140.6659 | 43.7041 | 0.95004 | 0.88997 | 0.79818 | 0.95006 | 0.89022 | 0.7984 | 0.016174 | -128.6942 | 119.5512 | 0.018921 | -128.6833 | 119.5422
Line3_1_5 | 0 | 0 | 0 | 0 | 0 | 0 | 0 | 0 | 0 | 0 | 0 | 0 | 2.9148e-13 | -3.2053e-10 | -8.8848e-10 | -2.9148e-13 | 3.2053e-10 | 8.8848e-10 | -1.8683e-12 | 9.3722e-10 | 4.3552e-11 | 1.8683e-12 | -9.3722e-10 | -4.3552e-11 | 0 | 0 | 0 | 0 | 0 | 0 | 0.95004 | 0.88997 | 0.79818 | 0.95004 | 0.88997 | 0.79818 | 0.016174 | -128.6942 | 119.5512 | 0.016174 | -128.6942 | 119.5512
Line4_2_6 | 0.0018277 | 1.4533 | 1.4545 | 0.0018277 | 1.4533 | 1.4545 | 0.00042209 | 0.33563 | 0.3359 | 0.00042209 | 0.33563 | 0.3359 | -0.00038959 | 0.24917 | -0.0050963 | 0.00038965 | -0.20862 | 0.045714 | -9.5316e-05 | 0.03045 | 0.22343 | 9.5383e-05 | 0.011794 | -0.18112 | 166.2754 | -142.7793 | 37.1648 | -13.7246 | 37.2207 | -142.8352 | 0.95023 | 0.74791 | 0.66535 | 0.95041 | 0.62255 | 0.55613 | 0.023268 | -135.812 | 128.4714 | 0.03036 | -146.0149 | 141.33
Line5_6_7 | 0.0018277 | 1.4533 | 1.4545 | 0.0018277 | 1.4533 | 1.4545 | 0.00042209 | 0.33563 | 0.3359 | 0.00042209 | 0.33563 | 0.3359 | -0.00038965 | 0.20862 | -0.045714 | 0.00038972 | -0.16806 | 0.086332 | -9.5383e-05 | -0.011794 | 0.18112 | 9.545e-05 | 0.054037 | -0.13881 | 166.2754 | -142.7793 | 37.1648 | -13.7246 | 37.2207 | -142.8352 | 0.95041 | 0.62255 | 0.55613 | 0.9506 | 0.52598 | 0.48666 | 0.03036 | -146.0149 | 141.33 | 0.037449 | -160.6035 | 159.0437
Line6_7_8 | 0 | 1.4628 | 1.4628 | 0 | 1.4628 | 1.4628 | 0 | 0.33782 | 0.33782 | 0 | 0.33782 | 0.33782 | 6.2496e-12 | 0.16935 | -0.087179 | -6.2496e-12 | -0.12826 | 0.12826 | -6.4926e-12 | -0.053795 | 0.13939 | 6.4926e-12 | 0.09659 | -0.09659 | 0 | -142.9803 | 37.0197 | 0 | 37.0197 | -142.9803 | 0.9506 | 0.52598 | 0.48666 | 0.9506 | 0.4753 | 0.4753 | 0.037449 | -160.6035 | 159.0437 | 0.037449 | -179.9626 | -179.9626
Line7_8_9 | 0 | 0 | 0 | 0 | 0 | 0 | 0 | 0 | 0 | 0 | 0 | 0 | 2.0831e-12 | -4.1611e-13 | 1.4579e-12 | -2.0831e-12 | 4.1612e-13 | -1.4579e-12 | -2.1641e-12 | 1.4333e-09 | -1.4344e-09 | 2.1642e-12 | -1.4333e-09 | 1.4344e-09 | 0 | 0 | 0 | 0 | 0 | 0 | 0.9506 | 0.4753 | 0.4753 | 0.9506 | 0.4753 | 0.4753 | 0.037449 | -179.9626 | -179.9626 | 0.037449 | -179.9626 | -179.9626
Line8_8_10 | 0 | 0 | 0 | 0 | 0 | 0 | 0 | 0 | 0 | 0 | 0 | 0 | 2.0832e-12 | -4.1636e-13 | 1.458e-12 | -2.0832e-12 | 4.1626e-13 | -1.458e-12 | -2.1642e-12 | 1.4333e-09 | -1.4344e-09 | 2.1642e-12 | -1.4333e-09 | 1.4344e-09 | 0 | 0 | 0 | 0 | 0 | 0 | 0.9506 | 0.4753 | 0.4753 | 0.9506 | 0.4753 | 0.4753 | 0.037449 | -179.9626 | -179.9626 | 0.037449 | -179.9626 | -179.9626
Line9_3_11 | 0.00042042 | 0.0024973 | 0.0021139 | 0.00042042 | 0.0024973 | 0.0021139 | 9.7091e-05 | 0.00057673 | 0.00048818 | 9.7091e-05 | 0.00057673 | 0.00048818 | -8.8012e-05 | -0.00050271 | -9.6615e-05 | 8.8016e-05 | 0.00050283 | 9.6701e-05 | 2.7616e-05 | -0.00010432 | -0.0003776 | -2.7612e-05 | 0.00010444 | 0.00037769 | -162.5608 | 39.5933 | -136.1056 | 17.4392 | -140.4067 | 43.8944 | 0.95006 | 0.89022 | 0.7984 | 0.95009 | 0.89047 | 0.79862 | 0.0189 | -128.6833 | 119.5423 | 0.021626 | -128.6724 | 119.5333

## LL_min_10
name | pf_ikss_a_from_ka | pf_ikss_b_from_ka | pf_ikss_c_from_ka | pf_ikss_a_to_ka | pf_ikss_b_to_ka | pf_ikss_c_to_ka | pf_skss_a_from_mw | pf_skss_b_from_mw | pf_skss_c_from_mw | pf_skss_a_to_mw | pf_skss_b_to_mw | pf_skss_c_to_mw | pf_p_a_from_mw | pf_p_b_from_mw | pf_p_c_from_mw | pf_p_a_to_mw | pf_p_b_to_mw | pf_p_c_to_mw | pf_q_a_from_mvar | pf_q_b_from_mvar | pf_q_c_from_mvar | pf_q_a_to_mvar | pf_q_b_to_mvar | pf_q_c_to_mvar | pf_ikss_a_from_degree | pf_ikss_b_from_degree | pf_ikss_c_from_degree | pf_ikss_a_to_degree | pf_ikss_b_to_degree | pf_ikss_c_to_degree | pf_vm_a_from_pu | pf_vm_b_from_pu | pf_vm_c_from_pu | pf_vm_a_to_pu | pf_vm_b_to_pu | pf_vm_c_to_pu | pf_va_a_from_degree | pf_va_b_from_degree | pf_va_c_from_degree | pf_va_a_to_degree | pf_va_b_to_degree | pf_va_c_to_degree
Line0_1_2 | 0.0017315 | 1.3768 | 1.3779 | 0.0017315 | 1.3768 | 1.3779 | 0.00039987 | 0.31797 | 0.31822 | 0.00039987 | 0.31797 | 0.31822 | -0.0003496 | 0.26003 | 0.031881 | 0.00034966 | -0.22363 | 0.004574 | -8.5487e-05 | 0.065243 | 0.23851 | 8.5547e-05 | -0.027329 | -0.20053 | 166.2754 | -142.7793 | 37.1648 | -13.7246 | 37.2207 | -142.8352 | 0.90004 | 0.84313 | 0.75617 | 0.90022 | 0.70855 | 0.63034 | 0.016174 | -128.6942 | 119.5512 | 0.023268 | -135.812 | 128.4714
Line10_11_12 | 0.00039829 | 0.0023659 | 0.0020026 | 0.00039829 | 0.0023659 | 0.0020026 | 9.1981e-05 | 0.00054638 | 0.00046249 | 9.1981e-05 | 0.00054638 | 0.00046249 | -7.8995e-05 | -0.00045129 | -8.6789e-05 | 7.8998e-05 | 0.0004514 | 8.6866e-05 | 2.4782e-05 | -9.374e-05 | -0.00033898 | -2.4779e-05 | 9.3852e-05 | 0.00033906 | -162.5608 | 39.5932 | -136.1056 | 17.4392 | -140.4068 | 43.8944 | 0.90008 | 0.8436 | 0.75659 | 0.9001 | 0.84383 | 0.7568 | 0.021626 | -128.6724 | 119.5333 | 0.024352 | -128.6615 | 119.5244
Line11_12_13 | 0.00039829 | 0.0023659 | 0.0020026 | 0.00039829 | 0.0023659 | 0.0020026 | 9.1981e-05 | 0.00054638 | 0.00046249 | 9.1981e-05 | 0.00054638 | 0.00046249 | -7.8998e-05 | -0.0004514 | -8.6866e-05 | 7.9001e-05 | 0.0004515 | 8.6943e-05 | 2.4779e-05 | -9.3852e-05 | -0.00033906 | -2.4776e-05 | 9.3964e-05 | 0.00033914 | -162.5608 | 39.5932 | -136.1057 | 17.4392 | -140.4068 | 43.8943 | 0.9001 | 0.84383 | 0.7568 | 0.90012 | 0.84407 | 0.75701 | 0.024352 | -128.6615 | 119.5244 | 0.027078 | -128.6506 | 119.5154
Line12_13_15 | 0 | 0 | 0 | 0 | 0 | 0 | 0 | 0 | 0 | 0 | 0 | 0 | 1.2355e-12 | -4.2425e-10 | -1.1904e-09 | -1.2355e-12 | 4.2425e-10 | 1.1904e-09 | -4.2114e-12 | 1.2568e-09 | 6.3383e-11 | 4.2114e-12 | -1.2568e-09 | -6.3383e-11 | 0 | 0 | 0 | 0 | 0 | 0 | 0.90012 | 0.84407 | 0.75701 | 0.90012 | 0.84407 | 0.75701 | 0.027078 | -128.6506 | 119.5154 | 0.027078 | -128.6506 | 119.5154
Line13_13_14 | 0.00039829 | 0.0023659 | 0.0020026 | 0.00039829 | 0.0023659 | 0.0020026 | 9.1981e-05 | 0.00054637 | 0.00046249 | 9.1981e-05 | 0.00054637 | 0.00046249 | -7.9001e-05 | -0.0004515 | -8.6941e-05 | 7.9004e-05 | 0.00045161 | 8.7018e-05 | 2.4776e-05 | -9.3966e-05 | -0.00033914 | -2.4773e-05 | 9.4078e-05 | 0.00033922 | -162.5608 | 39.593 | -136.1059 | 17.4392 | -140.407 | 43.8941 | 0.90012 | 0.84407 | 0.75701 | 0.90015 | 0.8443 | 0.75722 | 0.027078 | -128.6506 | 119.5154 | 0.029803 | -128.6397 | 119.5065
Line14_15_16 | 0 | 0 | 0 | 0 | 0 | 0 | 0 | 0 | 0 | 0 | 0 | 0 | 8.2365e-13 | -2.8284e-10 | -7.9362e-10 | -8.2365e-13 | 2.8284e-10 | 7.9362e-10 | -2.8076e-12 | 8.379e-10 | 4.2256e-11 | 2.8076e-12 | -8.379e-10 | -4.2255e-11 | 0 | 0 | 0 | 0 | 0 | 0 | 0.90012 | 0.84407 | 0.75701 | 0.90012 | 0.84407 | 0.75701 | 0.027078 | -128.6506 | 119.5154 | 0.027078 | -128.6506 | 119.5154
Line15_16_17 | 0 | 0 | 0 | 0 | 0 | 0 | 0 | 0 | 0 | 0 | 0 | 0 | 4.118e-13 | -1.4142e-10 | -3.9681e-10 | -4.118e-13 | 1.4142e-10 | 3.9681e-10 | -1.4038e-12 | 4.1895e-10 | 2.1128e-11 | 1.4038e-12 | -4.1895e-10 | -2.1128e-11 | 0 | 0 | 0 | 0 | 0 | 0 | 0.90012 | 0.84407 | 0.75701 | 0.90012 | 0.84407 | 0.75701 | 0.027078 | -128.6506 | 119.5154 | 0.027078 | -128.6506 | 119.5154
Line16_4_18 | 0 | 0 | 0 | 0 | 0 | 0 | 0 | 0 | 0 | 0 | 0 | 0 | 2.0308e-13 | -1.4323e-10 | -3.9823e-10 | -2.0308e-13 | 1.4323e-10 | 3.9823e-10 | -9.8092e-13 | 4.2017e-10 | 1.9944e-11 | 9.8092e-13 | -4.2017e-10 | -1.9944e-11 | 0 | 0 | 0 | 0 | 0 | 0 | 0.90006 | 0.84337 | 0.75638 | 0.90006 | 0.84337 | 0.75638 | 0.018921 | -128.6833 | 119.5422 | 0.018921 | -128.6833 | 119.5422
Line17_5_19 | 0 | 0 | 0 | 0 | 0 | 0 | 0 | 0 | 0 | 0 | 0 | 0 | 1.3078e-13 | -1.4384e-10 | -3.9871e-10 | -1.3079e-13 | 1.4384e-10 | 3.9871e-10 | -8.3841e-13 | 4.2058e-10 | 1.9544e-11 | 8.3841e-13 | -4.2058e-10 | -1.9544e-11 | 0 | 0 | 0 | 0 | 0 | 0 | 0.90004 | 0.84313 | 0.75617 | 0.90004 | 0.84313 | 0.75617 | 0.016174 | -128.6942 | 119.5512 | 0.016174 | -128.6942 | 119.5512
Line1_1_3 | 0.00039829 | 0.0023659 | 0.0020026 | 0.00039829 | 0.0023659 | 0.0020026 | 9.1981e-05 | 0.00054638 | 0.00046249 | 9.1981e-05 | 0.00054638 | 0.00046249 | -7.8988e-05 | -0.00045107 | -8.6636e-05 | 7.8992e-05 | 0.00045118 | 8.6713e-05 | 2.4788e-05 | -9.3515e-05 | -0.00033882 | -2.4785e-05 | 9.3627e-05 | 0.0003389 | -162.5608 | 39.5933 | -136.1055 | 17.4392 | -140.4067 | 43.8945 | 0.90004 | 0.84313 | 0.75617 | 0.90006 | 0.84337 | 0.75638 | 0.016174 | -128.6942 | 119.5512 | 0.0189 | -128.6833 | 119.5423
Line2_1_4 | 0.00040312 | 0.0023809 | 0.0020139 | 0.00040312 | 0.0023809 | 0.0020139 | 9.3096e-05 | 0.00054984 | 0.0004651 | 9.3096e-05 | 0.00054984 | 0.0004651 | -8.0154e-05 | -0.0004535 | -8.5993e-05 | 8.0157e-05 | 0.00045361 | 8.6071e-05 | 2.4417e-05 | -9.6161e-05 | -0.00034102 | -2.4414e-05 | 9.6274e-05 | 0.0003411 | -163.0414 | 39.3341 | -136.2959 | 16.9586 | -140.6659 | 43.7041 | 0.90004 | 0.84313 | 0.75617 | 0.90006 | 0.84337 | 0.75638 | 0.016174 | -128.6942 | 119.5512 | 0.018921 | -128.6833 | 119.5422
Line3_1_5 | 0 | 0 | 0 | 0 | 0 | 0 | 0 | 0 | 0 | 0 | 0 | 0 | 2.6161e-13 | -2.8768e-10 | -7.9742e-10 | -2.6161e-13 | 2.8768e-10 | 7.9742e-10 | -1.6768e-12 | 8.4116e-10 | 3.9088e-11 | 1.6768e-12 | -8.4116e-10 | -3.9088e-11 | 0 | 0 | 0 | 0 | 0 | 0 | 0.90004 | 0.84313 | 0.75617 | 0.90004 | 0.84313 | 0.75617 | 0.016174 | -128.6942 | 119.5512 | 0.016174 | -128.6942 | 119.5512
Line4_2_6 | 0.0017315 | 1.3768 | 1.3779 | 0.0017315 | 1.3768 | 1.3779 | 0.00039987 | 0.31797 | 0.31822 | 0.00039987 | 0.31797 | 0.31822 | -0.00034966 | 0.22363 | -0.004574 | 0.00034972 | -0.18723 | 0.041029 | -8.5547e-05 | 0.027329 | 0.20053 | 8.5607e-05 | 0.010585 | -0.16256 | 166.2754 | -142.7793 | 37.1648 | -13.7246 | 37.2207 | -142.8352 | 0.90022 | 0.70855 | 0.63034 | 0.90039 | 0.58979 | 0.52686 | 0.023268 | -135.812 | 128.4714 | 0.03036 | -146.0149 | 141.33
Line5_6_7 | 0.0017315 | 1.3768 | 1.3779 | 0.0017315 | 1.3768 | 1.3779 | 0.00039987 | 0.31797 | 0.31822 | 0.00039987 | 0.31797 | 0.31822 | -0.00034972 | 0.18723 | -0.041029 | 0.00034977 | -0.15084 | 0.077484 | -8.5607e-05 | -0.010585 | 0.16256 | 8.5667e-05 | 0.048499 | -0.12459 | 166.2754 | -142.7793 | 37.1648 | -13.7246 | 37.2207 | -142.8352 | 0.90039 | 0.58979 | 0.52686 | 0.90057 | 0.4983 | 0.46105 | 0.03036 | -146.0149 | 141.33 | 0.037449 | -160.6035 | 159.0437
Line6_7_8 | 0 | 1.3858 | 1.3858 | 0 | 1.3858 | 1.3858 | 0 | 0.32004 | 0.32004 | 0 | 0.32004 | 0.32004 | 5.609e-12 | 0.15199 | -0.078244 | -5.609e-12 | -0.11512 | 0.11512 | -5.8271e-12 | -0.048281 | 0.1251 | 5.8271e-12 | 0.08669 | -0.08669 | 0 | -142.9803 | 37.0197 | 0 | 37.0197 | -142.9803 | 0.90057 | 0.4983 | 0.46105 | 0.90057 | 0.45028 | 0.45028 | 0.037449 | -160.6035 | 159.0437 | 0.037449 | -179.9626 | -179.9626
Line7_8_9 | 0 | 0 | 0 | 0 | 0 | 0 | 0 | 0 | 0 | 0 | 0 | 0 | 1.8696e-12 | -3.736e-13 | 1.3085e-12 | -1.8696e-12 | 3.7333e-13 | -1.3085e-12 | -1.9423e-12 | 1.2864e-09 | -1.2873e-09 | 1.9423e-12 | -1.2864e-09 | 1.2873e-09 | 0 | 0 | 0 | 0 | 0 | 0 | 0.90057 | 0.45028 | 0.45028 | 0.90057 | 0.45028 | 0.45028 | 0.037449 | -179.9626 | -179.9626 | 0.037449 | -179.9626 | -179.9626
Line8_8_10 | 0 | 0 | 0 | 0 | 0 | 0 | 0 | 0 | 0 | 0 | 0 | 0 | 1.8697e-12 | -3.7363e-13 | 1.3084e-12 | -1.8697e-12 | 3.735e-13 | -1.3084e-12 | -1.9424e-12 | 1.2864e-09 | -1.2873e-09 | 1.9424e-12 | -1.2864e-09 | 1.2873e-09 | 0 | 0 | 0 | 0 | 0 | 0 | 0.90057 | 0.45028 | 0.45028 | 0.90057 | 0.45028 | 0.45028 | 0.037449 | -179.9626 | -179.9626 | 0.037449 | -179.9626 | -179.9626
Line9_3_11 | 0.00039829 | 0.0023659 | 0.0020026 | 0.00039829 | 0.0023659 | 0.0020026 | 9.1981e-05 | 0.00054638 | 0.00046249 | 9.1981e-05 | 0.00054638 | 0.00046249 | -7.8992e-05 | -0.00045118 | -8.6713e-05 | 7.8995e-05 | 0.00045129 | 8.679e-05 | 2.4785e-05 | -9.3628e-05 | -0.0003389 | -2.4782e-05 | 9.374e-05 | 0.00033898 | -162.5608 | 39.5933 | -136.1056 | 17.4392 | -140.4067 | 43.8944 | 0.90006 | 0.84337 | 0.75638 | 0.90008 | 0.8436 | 0.75659 | 0.0189 | -128.6833 | 119.5423 | 0.021626 | -128.6724 | 119.5333

## LL_min_fault_6
name | pf_ikss_a_from_ka | pf_ikss_b_from_ka | pf_ikss_c_from_ka | pf_ikss_a_to_ka | pf_ikss_b_to_ka | pf_ikss_c_to_ka | pf_skss_a_from_mw | pf_skss_b_from_mw | pf_skss_c_from_mw | pf_skss_a_to_mw | pf_skss_b_to_mw | pf_skss_c_to_mw | pf_p_a_from_mw | pf_p_b_from_mw | pf_p_c_from_mw | pf_p_a_to_mw | pf_p_b_to_mw | pf_p_c_to_mw | pf_q_a_from_mvar | pf_q_b_from_mvar | pf_q_c_from_mvar | pf_q_a_to_mvar | pf_q_b_to_mvar | pf_q_c_to_mvar | pf_ikss_a_from_degree | pf_ikss_b_from_degree | pf_ikss_c_from_degree | pf_ikss_a_to_degree | pf_ikss_b_to_degree | pf_ikss_c_to_degree | pf_vm_a_from_pu | pf_vm_b_from_pu | pf_vm_c_from_pu | pf_vm_a_to_pu | pf_vm_b_to_pu | pf_vm_c_to_pu | pf_va_a_from_degree | pf_va_b_from_degree | pf_va_c_from_degree | pf_va_a_to_degree | pf_va_b_to_degree | pf_va_c_to_degree
Line0_1_2 | 6.4788e-05 | 0.051518 | 0.051558 | 6.4788e-05 | 0.051518 | 0.051558 | 1.4962e-05 | 0.011897 | 0.011907 | 1.4962e-05 | 0.011897 | 0.011907 | -1.4135e-05 | 0.010908 | 0.0028962 | 1.4136e-05 | -0.010857 | -0.0028451 | -1.4924e-06 | 0.002877 | 0.010869 | 1.4925e-06 | -0.0028239 | -0.010816 | 173.9737 | -135.081 | 44.8631 | -6.0263 | 44.919 | -135.1369 | 0.95 | 0.94818 | 0.9447 | 0.95001 | 0.94291 | 0.93928 | 0.00058015 | -120.3057 | 119.943 | 0.00088256 | -120.5015 | 120.1255
Line10_11_12 | 1.4903e-05 | 8.8525e-05 | 7.4933e-05 | 1.4903e-05 | 8.8525e-05 | 7.4933e-05 | 3.4417e-06 | 2.0444e-05 | 1.7305e-05 | 3.4417e-06 | 2.0444e-05 | 1.7305e-05 | -2.96e-06 | -1.8932e-05 | -6.0315e-06 | 2.96e-06 | 1.8933e-05 | 6.0316e-06 | 1.3889e-06 | -4.1638e-06 | -1.5195e-05 | -1.3889e-06 | 4.1639e-06 | 1.5195e-05 | -154.8624 | 47.2916 | -128.4073 | 25.1376 | -132.7084 | 51.5927 | 0.95 | 0.9482 | 0.94471 | 0.95 | 0.94821 | 0.94472 | 0.00078457 | -120.305 | 119.9425 | 0.00088678 | -120.3047 | 119.9423
Line11_12_13 | 1.4903e-05 | 8.8525e-05 | 7.4933e-05 | 1.4903e-05 | 8.8525e-05 | 7.4933e-05 | 3.4417e-06 | 2.0444e-05 | 1.7305e-05 | 3.4417e-06 | 2.0444e-05 | 1.7305e-05 | -2.96e-06 | -1.8933e-05 | -6.0316e-06 | 2.96e-06 | 1.8933e-05 | 6.0317e-06 | 1.3889e-06 | -4.1639e-06 | -1.5195e-05 | -1.3889e-06 | 4.1641e-06 | 1.5195e-05 | -154.8624 | 47.2915 | -128.4073 | 25.1376 | -132.7085 | 51.5927 | 0.95 | 0.94821 | 0.94472 | 0.95 | 0.94822 | 0.94473 | 0.00088678 | -120.3047 | 119.9423 | 0.00098899 | -120.3043 | 119.9421
Line12_13_15 | 0 | 0 | 0 | 0 | 0 | 0 | 0 | 0 | 0 | 0 | 0 | 0 | 2.5993e-14 | -1.843e-11 | -5.4767e-11 | -2.5994e-14 | 1.843e-11 | 5.4767e-11 | -1.7136e-13 | 5.2626e-11 | 9.972e-12 | 1.7136e-13 | -5.2626e-11 | -9.972e-12 | 0 | 0 | 0 | 0 | 0 | 0 | 0.95 | 0.94822 | 0.94473 | 0.95 | 0.94822 | 0.94473 | 0.00098899 | -120.3043 | 119.9421 | 0.00098899 | -120.3043 | 119.9421
Line13_13_14 | 1.4903e-05 | 8.8525e-05 | 7.4933e-05 | 1.4903e-05 | 8.8525e-05 | 7.4933e-05 | 3.4417e-06 | 2.0444e-05 | 1.7305e-05 | 3.4417e-06 | 2.0444e-05 | 1.7305e-05 | -2.96e-06 | -1.8933e-05 | -6.0316e-06 | 2.96e-06 | 1.8933e-05 | 6.0317e-06 | 1.3889e-06 | -4.1642e-06 | -1.5195e-05 | -1.3889e-06 | 4.1643e-06 | 1.5195e-05 | -154.8624 | 47.2913 | -128.4076 | 25.1376 | -132.7087 | 51.5924 | 0.95 | 0.94822 | 0.94473 | 0.95 | 0.94823 | 0.94474 | 0.00098899 | -120.3043 | 119.9421 | 0.0010912 | -120.3039 | 119.9419
Line14_15_16 | 0 | 0 | 0 | 0 | 0 | 0 | 0 | 0 | 0 | 0 | 0 | 0 | 1.7329e-14 | -1.2286e-11 | -3.6511e-11 | -1.7329e-14 | 1.2286e-11 | 3.6511e-11 | -1.1424e-13 | 3.5084e-11 | 6.648e-12 | 1.1424e-13 | -3.5084e-11 | -6.648e-12 | 0 | 0 | 0 | 0 | 0 | 0 | 0.95 | 0.94822 | 0.94473 | 0.95 | 0.94822 | 0.94473 | 0.00098899 | -120.3043 | 119.9421 | 0.00098899 | -120.3043 | 119.9421
Line15_16_17 | 0 | 0 | 0 | 0 | 0 | 0 | 0 | 0 | 0 | 0 | 0 | 0 | 8.6644e-15 | -6.1432e-12 | -1.8256e-11 | -8.6644e-15 | 6.1432e-12 | 1.8256e-11 | -5.7119e-14 | 1.7542e-11 | 3.324e-12 | 5.7119e-14 | -1.7542e-11 | -3.324e-12 | 0 | 0 | 0 | 0 | 0 | 0 | 0.95 | 0.94822 | 0.94473 | 0.95 | 0.94822 | 0.94473 | 0.00098899 | -120.3043 | 119.9421 | 0.00098899 | -120.3043 | 119.9421
Line16_4_18 | 0 | 0 | 0 | 0 | 0 | 0 | 0 | 0 | 0 | 0 | 0 | 0 | 2.7456e-15 | -6.2345e-12 | -1.8342e-11 | -2.7456e-15 | 6.2345e-12 | 1.8342e-11 | -3.9464e-14 | 1.7603e-11 | 3.2886e-12 | 3.9464e-14 | -1.7603e-11 | -3.2886e-12 | 0 | 0 | 0 | 0 | 0 | 0 | 0.95 | 0.94819 | 0.9447 | 0.95 | 0.94819 | 0.9447 | 0.0006833 | -120.3054 | 119.9427 | 0.0006833 | -120.3054 | 119.9427
Line17_5_19 | 0 | 0 | 0 | 0 | 0 | 0 | 0 | 0 | 0 | 0 | 0 | 0 | 6.7382e-16 | -6.2654e-12 | -1.837e-11 | -6.7354e-16 | 6.2654e-12 | 1.837e-11 | -3.3506e-14 | 1.7624e-11 | 3.2766e-12 | 3.3505e-14 | -1.7624e-11 | -3.2766e-12 | 0 | 0 | 0 | 0 | 0 | 0 | 0.95 | 0.94818 | 0.9447 | 0.95 | 0.94818 | 0.9447 | 0.00058015 | -120.3057 | 119.943 | 0.00058015 | -120.3057 | 119.943
Line1_1_3 | 1.4903e-05 | 8.8525e-05 | 7.4933e-05 | 1.4903e-05 | 8.8525e-05 | 7.4933e-05 | 3.4417e-06 | 2.0444e-05 | 1.7305e-05 | 3.4417e-06 | 2.0444e-05 | 1.7305e-05 | -2.96e-06 | -1.8932e-05 | -6.0313e-06 | 2.96e-06 | 1.8932e-05 | 6.0314e-06 | 1.3889e-06 | -4.1634e-06 | -1.5195e-05 | -1.3889e-06 | 4.1636e-06 | 1.5195e-05 | -154.8624 | 47.2917 | -128.4071 | 25.1376 | -132.7083 | 51.5929 | 0.95 | 0.94818 | 0.9447 | 0.95 | 0.94819 | 0.9447 | 0.00058015 | -120.3057 | 119.943 | 0.00068236 | -120.3054 | 119.9427
Line2_1_4 | 1.5084e-05 | 8.9085e-05 | 7.5356e-05 | 1.5084e-05 | 8.9085e-05 | 7.5356e-05 | 3.4834e-06 | 2.0573e-05 | 1.7403e-05 | 3.4834e-06 | 2.0573e-05 | 1.7403e-05 | -3.0075e-06 | -1.9033e-05 | -6.0146e-06 | 3.0075e-06 | 1.9033e-05 | 6.0147e-06 | 1.3805e-06 | -4.2759e-06 | -1.5301e-05 | -1.3805e-06 | 4.2761e-06 | 1.5301e-05 | -155.3431 | 47.0324 | -128.5976 | 24.6569 | -132.9676 | 51.4024 | 0.95 | 0.94818 | 0.9447 | 0.95 | 0.94819 | 0.9447 | 0.00058015 | -120.3057 | 119.943 | 0.0006833 | -120.3054 | 119.9427
Line3_1_5 | 0 | 0 | 0 | 0 | 0 | 0 | 0 | 0 | 0 | 0 | 0 | 0 | 1.3492e-15 | -1.2531e-11 | -3.6741e-11 | -1.3489e-15 | 1.2531e-11 | 3.6741e-11 | -6.7013e-14 | 3.5247e-11 | 6.5531e-12 | 6.7013e-14 | -3.5247e-11 | -6.5531e-12 | 0 | 0 | 0 | 0 | 0 | 0 | 0.95 | 0.94818 | 0.9447 | 0.95 | 0.94818 | 0.9447 | 0.00058015 | -120.3057 | 119.943 | 0.00058015 | -120.3057 | 119.943
Line4_2_6 | 6.4788e-05 | 0.051518 | 0.051558 | 6.4788e-05 | 0.051518 | 0.051558 | 1.4962e-05 | 0.011897 | 0.011907 | 1.4962e-05 | 0.011897 | 0.011907 | -1.4136e-05 | 0.010857 | 0.0028451 | 1.4136e-05 | -0.010806 | -0.0027941 | -1.4925e-06 | 0.0028239 | 0.010816 | 1.4926e-06 | -0.0027708 | -0.010763 | 173.9737 | -135.081 | 44.8631 | -6.0263 | 44.919 | -135.1369 | 0.95001 | 0.94291 | 0.93928 | 0.95001 | 0.93765 | 0.93388 | 0.00088256 | -120.5015 | 120.1255 | 0.001185 | -120.6995 | 120.3101
Line5_6_7 | 6.4788e-05 | 0.051518 | 0.051558 | 6.4788e-05 | 0.051518 | 0.051558 | 1.4962e-05 | 0.011897 | 0.011907 | 1.4962e-05 | 0.011897 | 0.011907 | -1.4136e-05 | 0.010806 | 0.0027941 | 1.4136e-05 | -0.010755 | -0.0027431 | -1.4926e-06 | 0.0027708 | 0.010763 | 1.4926e-06 | -0.0027177 | -0.01071 | 173.9737 | -135.081 | 44.8631 | -6.0263 | 44.919 | -135.1369 | 0.95001 | 0.93765 | 0.93388 | 0.95002 | 0.9324 | 0.92848 | 0.001185 | -120.6995 | 120.3101 | 0.0014874 | -120.8997 | 120.4969
Line6_7_8 | 0 | 0.051853 | 0.051853 | 0 | 0.051853 | 0.051853 | 0 | 0.011975 | 0.011975 | 0 | 0.011975 | 0.011975 | 1.8843e-13 | 0.010815 | 0.0027314 | -1.8843e-13 | -0.010764 | -0.0026798 | -2.5771e-13 | 0.0027734 | 0.010778 | 2.5771e-13 | -0.0027196 | -0.010724 | 0 | -135.282 | 44.718 | 0 | 44.718 | -135.282 | 0.95002 | 0.9324 | 0.92848 | 0.95002 | 0.92711 | 0.92308 | 0.0014874 | -120.8997 | 120.4969 | 0.0014874 | -121.1023 | 120.6878
Line7_8_9 | 0 | 0 | 0 | 0 | 0 | 0 | 0 | 0 | 0 | 0 | 0 | 0 | 6.2809e-14 | -7.7211e-11 | -9.0889e-11 | -6.2809e-14 | 7.7211e-11 | 9.0889e-11 | -8.5902e-14 | 6.2127e-11 | -3.8599e-11 | 8.5904e-14 | -6.2127e-11 | 3.8599e-11 | 0 | 0 | 0 | 0 | 0 | 0 | 0.95002 | 0.92711 | 0.92308 | 0.95002 | 0.92711 | 0.92308 | 0.0014874 | -121.1023 | 120.6878 | 0.0014874 | -121.1023 | 120.6878
Line8_8_10 | 0 | 0 | 0 | 0 | 0 | 0 | 0 | 0 | 0 | 0 | 0 | 0 | 6.2812e-14 | -7.7211e-11 | -9.0889e-11 | -6.2809e-14 | 7.7211e-11 | 9.0889e-11 | -8.5904e-14 | 6.2127e-11 | -3.8599e-11 | 8.5906e-14 | -6.2127e-11 | 3.8599e-11 | 0 | 0 | 0 | 0 | 0 | 0 | 0.95002 | 0.92711 | 0.92308 | 0.95002 | 0.92711 | 0.92308 | 0.0014874 | -121.1023 | 120.6878 | 0.0014874 | -121.1023 | 120.6878
Line9_3_11 | 1.4903e-05 | 8.8525e-05 | 7.4933e-05 | 1.4903e-05 | 8.8525e-05 | 7.4933e-05 | 3.4417e-06 | 2.0444e-05 | 1.7305e-05 | 3.4417e-06 | 2.0444e-05 | 1.7305e-05 | -2.96e-06 | -1.8932e-05 | -6.0314e-06 | 2.96e-06 | 1.8932e-05 | 6.0315e-06 | 1.3889e-06 | -4.1636e-06 | -1.5195e-05 | -1.3889e-06 | 4.1637e-06 | 1.5195e-05 | -154.8624 | 47.2916 | -128.4072 | 25.1376 | -132.7084 | 51.5928 | 0.95 | 0.94819 | 0.9447 | 0.95 | 0.9482 | 0.94471 | 0.00068236 | -120.3054 | 119.9427 | 0.00078457 | -120.305 | 119.9425

## LL_min_fault_10
name | pf_ikss_a_from_ka | pf_ikss_b_from_ka | pf_ikss_c_from_ka | pf_ikss_a_to_ka | pf_ikss_b_to_ka | pf_ikss_c_to_ka | pf_skss_a_from_mw | pf_skss_b_from_mw | pf_skss_c_from_mw | pf_skss_a_to_mw | pf_skss_b_to_mw | pf_skss_c_to_mw | pf_p_a_from_mw | pf_p_b_from_mw | pf_p_c_from_mw | pf_p_a_to_mw | pf_p_b_to_mw | pf_p_c_to_mw | pf_q_a_from_mvar | pf_q_b_from_mvar | pf_q_c_from_mvar | pf_q_a_to_mvar | pf_q_b_to_mvar | pf_q_c_to_mvar | pf_ikss_a_from_degree | pf_ikss_b_from_degree | pf_ikss_c_from_degree | pf_ikss_a_to_degree | pf_ikss_b_to_degree | pf_ikss_c_to_degree | pf_vm_a_from_pu | pf_vm_b_from_pu | pf_vm_c_from_pu | pf_vm_a_to_pu | pf_vm_b_to_pu | pf_vm_c_to_pu | pf_va_a_from_degree | pf_va_b_from_degree | pf_va_c_from_degree | pf_va_a_to_degree | pf_va_b_to_degree | pf_va_c_to_degree
Line0_1_2 | 6.1378e-05 | 0.048806 | 0.048845 | 6.1378e-05 | 0.048806 | 0.048845 | 1.4175e-05 | 0.011271 | 0.01128 | 1.4175e-05 | 0.011271 | 0.01128 | -1.2687e-05 | 0.00979 | 0.0025993 | 1.2687e-05 | -0.0097443 | -0.0025535 | -1.3394e-06 | 0.0025821 | 0.0097552 | 1.3395e-06 | -0.0025345 | -0.0097075 | 173.9737 | -135.081 | 44.8631 | -6.0263 | 44.919 | -135.1369 | 0.9 | 0.89828 | 0.89498 | 0.90001 | 0.89328 | 0.88985 | 0.00058015 | -120.3057 | 119.943 | 0.00088256 | -120.5015 | 120.1255
Line10_11_12 | 1.4119e-05 | 8.3865e-05 | 7.0989e-05 | 1.4119e-05 | 8.3865e-05 | 7.0989e-05 | 3.2605e-06 | 1.9368e-05 | 1.6394e-05 | 3.2605e-06 | 1.9368e-05 | 1.6394e-05 | -2.6566e-06 | -1.6992e-05 | -5.4133e-06 | 2.6566e-06 | 1.6992e-05 | 5.4134e-06 | 1.2465e-06 | -3.737e-06 | -1.3638e-05 | -1.2465e-06 | 3.7371e-06 | 1.3638e-05 | -154.8624 | 47.2916 | -128.4073 | 25.1376 | -132.7084 | 51.5927 | 0.9 | 0.8983 | 0.89499 | 0.9 | 0.89831 | 0.895 | 0.00078457 | -120.305 | 119.9425 | 0.00088678 | -120.3047 | 119.9423
Line11_12_13 | 1.4119e-05 | 8.3865e-05 | 7.0989e-05 | 1.4119e-05 | 8.3865e-05 | 7.0989e-05 | 3.2605e-06 | 1.9368e-05 | 1.6394e-05 | 3.2605e-06 | 1.9368e-05 | 1.6394e-05 | -2.6566e-06 | -1.6992e-05 | -5.4134e-06 | 2.6566e-06 | 1.6992e-05 | 5.4135e-06 | 1.2465e-06 | -3.7372e-06 | -1.3638e-05 | -1.2465e-06 | 3.7373e-06 | 1.3638e-05 | -154.8624 | 47.2915 | -128.4073 | 25.1376 | -132.7085 | 51.5927 | 0.9 | 0.89831 | 0.895 | 0.9 | 0.89831 | 0.89501 | 0.00088678 | -120.3047 | 119.9423 | 0.00098899 | -120.3043 | 119.9421
Line12_13_15 | 0 | 0 | 0 | 0 | 0 | 0 | 0 | 0 | 0 | 0 | 0 | 0 | 2.333e-14 | -1.6541e-11 | -4.9154e-11 | -2.333e-14 | 1.6541e-11 | 4.9154e-11 | -1.538e-13 | 4.7232e-11 | 8.9499e-12 | 1.538e-13 | -4.7232e-11 | -8.9499e-12 | 0 | 0 | 0 | 0 | 0 | 0 | 0.9 | 0.89831 | 0.89501 | 0.9 | 0.89831 | 0.89501 | 0.00098899 | -120.3043 | 119.9421 | 0.00098899 | -120.3043 | 119.9421
Line13_13_14 | 1.4119e-05 | 8.3865e-05 | 7.0989e-05 | 1.4119e-05 | 8.3865e-05 | 7.0989e-05 | 3.2605e-06 | 1.9368e-05 | 1.6394e-05 | 3.2605e-06 | 1.9368e-05 | 1.6394e-05 | -2.6566e-06 | -1.6992e-05 | -5.4134e-06 | 2.6566e-06 | 1.6992e-05 | 5.4135e-06 | 1.2465e-06 | -3.7374e-06 | -1.3638e-05 | -1.2465e-06 | 3.7375e-06 | 1.3638e-05 | -154.8624 | 47.2913 | -128.4076 | 25.1376 | -132.7087 | 51.5924 | 0.9 | 0.89831 | 0.89501 | 0.9 | 0.89832 | 0.89501 | 0.00098899 | -120.3043 | 119.9421 | 0.0010912 | -120.3039 | 119.9419
Line14_15_16 | 0 | 0 | 0 | 0 | 0 | 0 | 0 | 0 | 0 | 0 | 0 | 0 | 1.5553e-14 | -1.1027e-11 | -3.2769e-11 | -1.5553e-14 | 1.1027e-11 | 3.2769e-11 | -1.0253e-13 | 3.1488e-11 | 5.9666e-12 | 1.0253e-13 | -3.1488e-11 | -5.9666e-12 | 0 | 0 | 0 | 0 | 0 | 0 | 0.9 | 0.89831 | 0.89501 | 0.9 | 0.89831 | 0.89501 | 0.00098899 | -120.3043 | 119.9421 | 0.00098899 | -120.3043 | 119.9421
Line15_16_17 | 0 | 0 | 0 | 0 | 0 | 0 | 0 | 0 | 0 | 0 | 0 | 0 | 7.7771e-15 | -5.5135e-12 | -1.6385e-11 | -7.7768e-15 | 5.5135e-12 | 1.6385e-11 | -5.1265e-14 | 1.5744e-11 | 2.9833e-12 | 5.1265e-14 | -1.5744e-11 | -2.9833e-12 | 0 | 0 | 0 | 0 | 0 | 0 | 0.9 | 0.89831 | 0.89501 | 0.9 | 0.89831 | 0.89501 | 0.00098899 | -120.3043 | 119.9421 | 0.00098899 | -120.3043 | 119.9421
Line16_4_18 | 0 | 0 | 0 | 0 | 0 | 0 | 0 | 0 | 0 | 0 | 0 | 0 | 2.4646e-15 | -5.5955e-12 | -1.6462e-11 | -2.4645e-15 | 5.5955e-12 | 1.6462e-11 | -3.5419e-14 | 1.5799e-11 | 2.9515e-12 | 3.5419e-14 | -1.5799e-11 | -2.9515e-12 | 0 | 0 | 0 | 0 | 0 | 0 | 0.9 | 0.89829 | 0.89498 | 0.9 | 0.89829 | 0.89498 | 0.0006833 | -120.3054 | 119.9427 | 0.0006833 | -120.3054 | 119.9427
Line17_5_19 | 0 | 0 | 0 | 0 | 0 | 0 | 0 | 0 | 0 | 0 | 0 | 0 | 6.0548e-16 | -5.6232e-12 | -1.6488e-11 | -6.0555e-16 | 5.6232e-12 | 1.6488e-11 | -3.0074e-14 | 1.5817e-11 | 2.9407e-12 | 3.0073e-14 | -1.5817e-11 | -2.9407e-12 | 0 | 0 | 0 | 0 | 0 | 0 | 0.9 | 0.89828 | 0.89498 | 0.9 | 0.89828 | 0.89498 | 0.00058015 | -120.3057 | 119.943 | 0.00058015 | -120.3057 | 119.943
Line1_1_3 | 1.4119e-05 | 8.3865e-05 | 7.0989e-05 | 1.4119e-05 | 8.3865e-05 | 7.0989e-05 | 3.2605e-06 | 1.9368e-05 | 1.6394e-05 | 3.2605e-06 | 1.9368e-05 | 1.6394e-05 | -2.6566e-06 | -1.6992e-05 | -5.4132e-06 | 2.6566e-06 | 1.6992e-05 | 5.4133e-06 | 1.2465e-06 | -3.7367e-06 | -1.3637e-05 | -1.2465e-06 | 3.7368e-06 | 1.3637e-05 | -154.8624 | 47.2917 | -128.4071 | 25.1376 | -132.7083 | 51.5929 | 0.9 | 0.89828 | 0.89498 | 0.9 | 0.89829 | 0.89498 | 0.00058015 | -120.3057 | 119.943 | 0.00068236 | -120.3054 | 119.9427
Line2_1_4 | 1.429e-05 | 8.4397e-05 | 7.139e-05 | 1.429e-05 | 8.4397e-05 | 7.139e-05 | 3.3001e-06 | 1.9491e-05 | 1.6487e-05 | 3.3001e-06 | 1.9491e-05 | 1.6487e-05 | -2.6993e-06 | -1.7082e-05 | -5.3981e-06 | 2.6993e-06 | 1.7082e-05 | 5.3982e-06 | 1.239e-06 | -3.8377e-06 | -1.3732e-05 | -1.239e-06 | 3.8378e-06 | 1.3733e-05 | -155.3431 | 47.0324 | -128.5976 | 24.6569 | -132.9676 | 51.4024 | 0.9 | 0.89828 | 0.89498 | 0.9 | 0.89829 | 0.89498 | 0.00058015 | -120.3057 | 119.943 | 0.0006833 | -120.3054 | 119.9427
Line3_1_5 | 0 | 0 | 0 | 0 | 0 | 0 | 0 | 0 | 0 | 0 | 0 | 0 | 1.2098e-15 | -1.1246e-11 | -3.2975e-11 | -1.2101e-15 | 1.1246e-11 | 3.2975e-11 | -6.0144e-14 | 3.1634e-11 | 5.8815e-12 | 6.0144e-14 | -3.1634e-11 | -5.8815e-12 | 0 | 0 | 0 | 0 | 0 | 0 | 0.9 | 0.89828 | 0.89498 | 0.9 | 0.89828 | 0.89498 | 0.00058015 | -120.3057 | 119.943 | 0.00058015 | -120.3057 | 119.943
Line4_2_6 | 6.1378e-05 | 0.048806 | 0.048845 | 6.1378e-05 | 0.048806 | 0.048845 | 1.4175e-05 | 0.011271 | 0.01128 | 1.4175e-05 | 0.011271 | 0.01128 | -1.2687e-05 | 0.0097443 | 0.0025535 | 1.2687e-05 | -0.0096985 | -0.0025077 | -1.3395e-06 | 0.0025345 | 0.0097075 | 1.3396e-06 | -0.0024868 | -0.0096597 | 173.9737 | -135.081 | 44.8631 | -6.0263 | 44.919 | -135.1369 | 0.90001 | 0.89328 | 0.88985 | 0.90001 | 0.8883 | 0.88473 | 0.00088256 | -120.5015 | 120.1255 | 0.001185 | -120.6995 | 120.3101
Line5_6_7 | 6.1378e-05 | 0.048806 | 0.048845 | 6.1378e-05 | 0.048806 | 0.048845 | 1.4175e-05 | 0.011271 | 0.01128 | 1.4175e-05 | 0.011271 | 0.01128 | -1.2687e-05 | 0.0096985 | 0.0025077 | 1.2687e-05 | -0.0096528 | -0.0024619 | -1.3396e-06 | 0.0024868 | 0.0096597 | 1.3397e-06 | -0.0024392 | -0.009612 | 173.9737 | -135.081 | 44.8631 | -6.0263 | 44.919 | -135.1369 | 0.90001 | 0.8883 | 0.88473 | 0.90002 | 0.88332 | 0.87962 | 0.001185 | -120.6995 | 120.3101 | 0.0014874 | -120.8997 | 120.4969
Line6_7_8 | 0 | 0.049124 | 0.049124 | 0 | 0.049124 | 0.049124 | 0 | 0.011345 | 0.011345 | 0 | 0.011345 | 0.011345 | 1.6912e-13 | 0.0097069 | 0.0024515 | -1.6911e-13 | -0.0096606 | -0.0024051 | -2.3129e-13 | 0.0024891 | 0.0096732 | 2.3129e-13 | -0.0024409 | -0.0096249 | 0 | -135.282 | 44.718 | 0 | 44.718 | -135.282 | 0.90002 | 0.88332 | 0.87962 | 0.90002 | 0.87832 | 0.87449 | 0.0014874 | -120.8997 | 120.4969 | 0.0014874 | -121.1023 | 120.6878
Line7_8_9 | 0 | 0 | 0 | 0 | 0 | 0 | 0 | 0 | 0 | 0 | 0 | 0 | 5.6366e-14 | -6.9297e-11 | -8.1574e-11 | -5.6364e-14 | 6.9297e-11 | 8.1574e-11 | -7.7095e-14 | 5.5759e-11 | -3.4643e-11 | 7.7095e-14 | -5.5759e-11 | 3.4643e-11 | 0 | 0 | 0 | 0 | 0 | 0 | 0.90002 | 0.87832 | 0.87449 | 0.90002 | 0.87832 | 0.87449 | 0.0014874 | -121.1023 | 120.6878 | 0.0014874 | -121.1023 | 120.6878
Line8_8_10 | 0 | 0 | 0 | 0 | 0 | 0 | 0 | 0 | 0 | 0 | 0 | 0 | 5.637e-14 | -6.9297e-11 | -8.1574e-11 | -5.637e-14 | 6.9297e-11 | 8.1574e-11 | -7.7103e-14 | 5.5759e-11 | -3.4643e-11 | 7.7103e-14 | -5.5759e-11 | 3.4643e-11 | 0 | 0 | 0 | 0 | 0 | 0 | 0.90002 | 0.87832 | 0.87449 | 0.90002 | 0.87832 | 0.87449 | 0.0014874 | -121.1023 | 120.6878 | 0.0014874 | -121.1023 | 120.6878
Line9_3_11 | 1.4119e-05 | 8.3865e-05 | 7.0989e-05 | 1.4119e-05 | 8.3865e-05 | 7.0989e-05 | 3.2605e-06 | 1.9368e-05 | 1.6394e-05 | 3.2605e-06 | 1.9368e-05 | 1.6394e-05 | -2.6566e-06 | -1.6992e-05 | -5.4132e-06 | 2.6566e-06 | 1.6992e-05 | 5.4133e-06 | 1.2465e-06 | -3.7368e-06 | -1.3637e-05 | -1.2465e-06 | 3.737e-06 | 1.3638e-05 | -154.8624 | 47.2916 | -128.4072 | 25.1376 | -132.7084 | 51.5928 | 0.9 | 0.89829 | 0.89498 | 0.9 | 0.8983 | 0.89499 | 0.00068236 | -120.3054 | 119.9427 | 0.00078457 | -120.305 | 119.9425

## LG_max_6
name | pf_ikss_a_from_ka | pf_ikss_b_from_ka | pf_ikss_c_from_ka | pf_ikss_a_to_ka | pf_ikss_b_to_ka | pf_ikss_c_to_ka | pf_skss_a_from_mw | pf_skss_b_from_mw | pf_skss_c_from_mw | pf_skss_a_to_mw | pf_skss_b_to_mw | pf_skss_c_to_mw | pf_p_a_from_mw | pf_p_b_from_mw | pf_p_c_from_mw | pf_p_a_to_mw | pf_p_b_to_mw | pf_p_c_to_mw | pf_q_a_from_mvar | pf_q_b_from_mvar | pf_q_c_from_mvar | pf_q_a_to_mvar | pf_q_b_to_mvar | pf_q_c_to_mvar | pf_ikss_a_from_degree | pf_ikss_b_from_degree | pf_ikss_c_from_degree | pf_ikss_a_to_degree | pf_ikss_b_to_degree | pf_ikss_c_to_degree | 3xI0 | pf_vm_a_from_pu | pf_vm_b_from_pu | pf_vm_c_from_pu | pf_vm_a_to_pu | pf_vm_b_to_pu | pf_vm_c_to_pu | pf_va_a_from_degree | pf_va_b_from_degree | pf_va_c_from_degree | pf_va_a_to_degree | pf_va_b_to_degree | pf_va_c_to_degree
Line0_1_2 | 1.9821 | 0.2483 | 0.16191 | 1.9821 | 0.2483 | 0.16191 | 0.45774 | 0.057342 | 0.037391 | 0.45774 | 0.057342 | 0.037391 | 0.15564 | -0.065917 | 0.038568 | -0.12163 | 0.066252 | -0.037368 | 0.2969 | 0.022316 | -0.017841 | -0.22943 | -0.019569 | 0.018724 | -70.2453 | 73.8364 | 153.4372 | 109.7547 | -106.1636 | -26.5628 |  | 0.73234 | 1.2136 | 1.1365 | 0.56731 | 1.2047 | 1.1178 | -7.9095 | -124.8672 | 128.6122 | -8.1742 | -122.6193 | 126.8228
Line10_11_12 | 0.42488 | 0.14853 | 0.21769 | 0.42488 | 0.14853 | 0.21769 | 0.098122 | 0.034302 | 0.050274 | 0.098122 | 0.034302 | 0.050274 | -0.035122 | -0.036183 | 0.055578 | 0.036488 | 0.036411 | -0.055601 | -0.069173 | 0.021314 | -0.01465 | 0.071686 | -0.021286 | 0.015252 | 108.8807 | 86.0202 | 142.2234 | -71.1193 | -93.9798 | -37.7767 |  | 0.79063 | 1.2242 | 1.1432 | 0.81978 | 1.2295 | 1.1468 | -8.0378 | -124.4813 | 127.4566 | -8.0951 | -124.2908 | 126.8841
Line11_12_13 | 0.42488 | 0.14853 | 0.21769 | 0.42488 | 0.14853 | 0.21769 | 0.098122 | 0.034302 | 0.050274 | 0.098122 | 0.034302 | 0.050274 | -0.036488 | -0.036411 | 0.055601 | 0.037854 | 0.036639 | -0.055623 | -0.071686 | 0.021286 | -0.015252 | 0.0742 | -0.021258 | 0.015853 | 108.8807 | 86.0202 | 142.2233 | -71.1193 | -93.9798 | -37.7767 |  | 0.81978 | 1.2295 | 1.1468 | 0.84892 | 1.2349 | 1.1505 | -8.0951 | -124.2908 | 126.8841 | -8.1485 | -124.102 | 126.3151
Line12_13_15 | 0 | 0 | 0 | 0 | 0 | 0 | 0 | 0 | 0 | 0 | 0 | 0 | 1.8794e-08 | 3.5715e-08 | -5.2388e-08 | -1.1936e-08 | -2.466e-08 | 3.4475e-08 | 3.6761e-08 | -4.8405e-08 | -1.5141e-08 | -2.4971e-08 | 3.193e-08 | 1.0581e-08 | 0 | 0 | 0 | 0 | 0 | 0 |  | 0.84892 | 1.2349 | 1.1505 | 0.84892 | 1.2349 | 1.1505 | -8.1485 | -124.102 | 126.3151 | -8.1485 | -124.102 | 126.3151
Line13_13_14 | 0.42488 | 0.14853 | 0.21769 | 0.42488 | 0.14853 | 0.2177 | 0.098122 | 0.034303 | 0.050274 | 0.098122 | 0.034303 | 0.050275 | -0.037854 | -0.036639 | 0.055624 | 0.039221 | 0.036867 | -0.055646 | -0.0742 | 0.021258 | -0.015853 | 0.076713 | -0.02123 | 0.016455 | 108.8807 | 86.0202 | 142.2233 | -71.1193 | -93.9798 | -37.7767 |  | 0.84892 | 1.2349 | 1.1505 | 0.87807 | 1.2402 | 1.1542 | -8.1485 | -124.102 | 126.3151 | -8.1983 | -123.9148 | 125.7498
Line14_15_16 | 0 | 0 | 0 | 0 | 0 | 0 | 0 | 0 | 0 | 0 | 0 | 0 | 1.2529e-08 | 2.381e-08 | -3.4925e-08 | -5.6717e-09 | -1.2754e-08 | 1.7012e-08 | 2.4508e-08 | -3.227e-08 | -1.0094e-08 | -1.2717e-08 | 1.5795e-08 | 5.5341e-09 | 0 | 0 | 0 | 0 | 0 | 0 |  | 0.84892 | 1.2349 | 1.1505 | 0.84892 | 1.2349 | 1.1505 | -8.1485 | -124.102 | 126.3151 | -8.1485 | -124.102 | 126.3151
Line15_16_17 | 0 | 0 | 0 | 0 | 0 | 0 | 0 | 0 | 0 | 0 | 0 | 0 | 6.2646e-09 | 1.1905e-08 | -1.7463e-08 | 5.929e-10 | -8.493e-10 | -4.5064e-10 | 1.2254e-08 | -1.6135e-08 | -5.0469e-09 | -4.6325e-10 | -3.4009e-10 | 4.872e-10 | 0 | 0 | 0 | 0 | 0 | 0 |  | 0.84892 | 1.2349 | 1.1505 | 0.84892 | 1.2349 | 1.1505 | -8.1485 | -124.102 | 126.3151 | -8.1485 | -124.102 | 126.3151
Line16_4_18 | 0 | 0 | 0 | 0 | 0 | 0 | 0 | 0 | 0 | 0 | 0 | 0 | 5.7224e-09 | 1.4417e-08 | -1.9697e-08 | 7.6259e-10 | -7.8374e-10 | -4.2105e-10 | 1.3236e-08 | -1.792e-08 | -7.6197e-09 | -4.1859e-10 | -3.772e-10 | 6.0586e-10 | 0 | 0 | 0 | 0 | 0 | 0 |  | 0.769 | 1.2216 | 1.1406 | 0.769 | 1.2216 | 1.1406 | -8.1279 | -124.6002 | 127.93 | -8.1279 | -124.6002 | 127.93
Line17_5_19 | 0 | 0 | 0 | 0 | 0 | 0 | 0 | 0 | 0 | 0 | 0 | 0 | 5.304e-09 | 1.5549e-08 | -2.0524e-08 | 8.2617e-10 | -7.4496e-10 | -4.0977e-10 | 1.3528e-08 | -1.853e-08 | -8.906e-09 | -3.8799e-10 | -3.9644e-10 | 6.5521e-10 | 0 | 0 | 0 | 0 | 0 | 0 |  | 0.73234 | 1.2136 | 1.1365 | 0.73234 | 1.2136 | 1.1365 | -7.9095 | -124.8672 | 128.6122 | -7.9095 | -124.8672 | 128.6122
Line1_1_3 | 0.42488 | 0.14853 | 0.21769 | 0.42488 | 0.14853 | 0.21769 | 0.098122 | 0.034302 | 0.050274 | 0.098122 | 0.034302 | 0.050274 | -0.032389 | -0.035726 | 0.055532 | 0.033755 | 0.035954 | -0.055555 | -0.064146 | 0.021371 | -0.013446 | 0.066659 | -0.021343 | 0.014048 | 108.8807 | 86.0202 | 142.2234 | -71.1193 | -93.9798 | -37.7766 |  | 0.73234 | 1.2136 | 1.1365 | 0.76149 | 1.2189 | 1.1398 | -7.9095 | -124.8672 | 128.6122 | -7.9761 | -124.6734 | 128.0327
Line2_1_4 | 0.5326 | 0.19573 | 0.25536 | 0.5326 | 0.19573 | 0.25536 | 0.123 | 0.045201 | 0.058973 | 0.123 | 0.045201 | 0.058973 | -0.035662 | -0.05054 | 0.065826 | 0.037778 | 0.050971 | -0.06591 | -0.082717 | 0.021332 | -0.012607 | 0.086714 | -0.021234 | 0.013438 | 105.413 | 78.0162 | 139.4539 | -74.587 | -101.9838 | -40.5461 |  | 0.73234 | 1.2136 | 1.1365 | 0.769 | 1.2216 | 1.1406 | -7.9095 | -124.8672 | 128.6122 | -8.1279 | -124.6002 | 127.93
Line3_1_5 | 0 | 0 | 0 | 0 | 0 | 0 | 0 | 0 | 0 | 0 | 0 | 0 | 1.0608e-08 | 3.1097e-08 | -4.1048e-08 | -4.4779e-09 | -1.6294e-08 | 2.0114e-08 | 2.7056e-08 | -3.706e-08 | -1.7812e-08 | -1.3916e-08 | 1.8133e-08 | 9.5612e-09 | 0 | 0 | 0 | 0 | 0 | 0 |  | 0.73234 | 1.2136 | 1.1365 | 0.73234 | 1.2136 | 1.1365 | -7.9095 | -124.8672 | 128.6122 | -7.9095 | -124.8672 | 128.6122
Line4_2_6 | 1.9821 | 0.2483 | 0.16191 | 1.9821 | 0.2483 | 0.16191 | 0.45774 | 0.057342 | 0.037391 | 0.45774 | 0.057342 | 0.037391 | 0.12163 | -0.066252 | 0.037368 | -0.087614 | 0.066587 | -0.036168 | 0.22943 | 0.019569 | -0.018724 | -0.16197 | -0.016822 | 0.019607 | -70.2453 | 73.8364 | 153.4372 | 109.7547 | -106.1635 | -26.5628 |  | 0.56731 | 1.2047 | 1.1178 | 0.4023 | 1.1977 | 1.1003 | -8.1742 | -122.6193 | 126.8228 | -8.6559 | -120.3415 | 124.9745
Line5_6_7 | 1.9821 | 0.2483 | 0.16191 | 1.9821 | 0.2483 | 0.16191 | 0.45774 | 0.057342 | 0.037391 | 0.45774 | 0.057342 | 0.037391 | 0.087614 | -0.066587 | 0.036168 | -0.053601 | 0.066923 | -0.034968 | 0.16197 | 0.016822 | -0.019607 | -0.094501 | -0.014075 | 0.02049 | -70.2453 | 73.8365 | 153.4372 | 109.7547 | -106.1635 | -26.5629 |  | 0.4023 | 1.1977 | 1.1003 | 0.23735 | 1.1926 | 1.0839 | -8.6559 | -120.3415 | 124.9745 | -9.8075 | -118.0405 | 123.0684
Line6_7_8 | 2.9416 | 0 | 0 | 2.9416 | 0 | 0 | 0.67934 | 0 | 0 | 0.67934 | 0 | 0 | 0.072109 | 8.5239e-08 | -8.6882e-08 | -6.3308e-15 | -5.9805e-08 | 5.8074e-08 | 0.14422 | -6.4186e-08 | -3.9025e-08 | 6.7125e-14 | 4.087e-08 | 2.438e-08 | -73.2425 | 0 | 0 | 106.7575 | 0 | 0 |  | 0.23735 | 1.1926 | 1.0839 | 0 | 1.1786 | 1.0522 | -9.8075 | -118.0405 | 123.0684 | 0 | -115.8482 | 121.1737
Line7_8_9 | 0 | 0 | 0 | 0 | 0 | 0 | 0 | 0 | 0 | 0 | 0 | 0 | 1.0479e-21 | 2.9619e-08 | -2.9042e-08 | -9.0242e-18 | -5.6775e-10 | -9.2802e-12 | -2.7409e-21 | -2.0271e-08 | -1.2149e-08 | 8.2709e-18 | 3.2853e-10 | 8.2978e-11 | 0 | 0 | 0 | 0 | 0 | 0 |  | 0 | 1.1786 | 1.0522 | 0 | 1.1786 | 1.0522 | 0 | -115.8482 | 121.1737 | 0 | -115.8482 | 121.1737
Line8_8_10 | 0 | 0 | 0 | 0 | 0 | 0 | 0 | 0 | 0 | 0 | 0 | 0 | 1.0479e-21 | 2.9619e-08 | -2.9042e-08 | -9.0242e-18 | -5.6775e-10 | -9.2803e-12 | -2.7409e-21 | -2.0271e-08 | -1.2149e-08 | 8.2709e-18 | 3.2853e-10 | 8.2978e-11 | 0 | 0 | 0 | 0 | 0 | 0 |  | 0 | 1.1786 | 1.0522 | 0 | 1.1786 | 1.0522 | 0 | -115.8482 | 121.1737 | 0 | -115.8482 | 121.1737
Line9_3_11 | 0.42488 | 0.14853 | 0.21769 | 0.42488 | 0.14853 | 0.21769 | 0.098122 | 0.034302 | 0.050274 | 0.098122 | 0.034302 | 0.050274 | -0.033755 | -0.035954 | 0.055555 | 0.035122 | 0.036183 | -0.055578 | -0.066659 | 0.021343 | -0.014048 | 0.069173 | -0.021314 | 0.01465 | 108.8807 | 86.0202 | 142.2234 | -71.1193 | -93.9798 | -37.7766 |  | 0.76149 | 1.2189 | 1.1398 | 0.79063 | 1.2242 | 1.1432 | -7.9761 | -124.6734 | 128.0327 | -8.0378 | -124.4813 | 127.4566

## LG_max_10
name | pf_ikss_a_from_ka | pf_ikss_b_from_ka | pf_ikss_c_from_ka | pf_ikss_a_to_ka | pf_ikss_b_to_ka | pf_ikss_c_to_ka | pf_skss_a_from_mw | pf_skss_b_from_mw | pf_skss_c_from_mw | pf_skss_a_to_mw | pf_skss_b_to_mw | pf_skss_c_to_mw | pf_p_a_from_mw | pf_p_b_from_mw | pf_p_c_from_mw | pf_p_a_to_mw | pf_p_b_to_mw | pf_p_c_to_mw | pf_q_a_from_mvar | pf_q_b_from_mvar | pf_q_c_from_mvar | pf_q_a_to_mvar | pf_q_b_to_mvar | pf_q_c_to_mvar | pf_ikss_a_from_degree | pf_ikss_b_from_degree | pf_ikss_c_from_degree | pf_ikss_a_to_degree | pf_ikss_b_to_degree | pf_ikss_c_to_degree | 3xI0 | pf_vm_a_from_pu | pf_vm_b_from_pu | pf_vm_c_from_pu | pf_vm_a_to_pu | pf_vm_b_to_pu | pf_vm_c_to_pu | pf_va_a_from_degree | pf_va_b_from_degree | pf_va_c_from_degree | pf_va_a_to_degree | pf_va_b_to_degree | pf_va_c_to_degree
Line0_1_2 | 2.0524 | 0.25513 | 0.16741 | 2.0524 | 0.25513 | 0.16741 | 0.47399 | 0.05892 | 0.038661 | 0.47399 | 0.05892 | 0.038661 | 0.16617 | -0.070855 | 0.04249 | -0.1297 | 0.071232 | -0.041218 | 0.31767 | 0.024927 | -0.017923 | -0.24531 | -0.022013 | 0.018892 | -70.5347 | 74.3899 | 151.6694 | 109.4653 | -105.6101 | -28.3306 |  | 0.75637 | 1.2748 | 1.1928 | 0.58542 | 1.2654 | 1.1728 | -8.1487 | -124.9923 | 128.799 | -8.401 | -122.783 | 127.0457
Line10_11_12 | 0.43915 | 0.15621 | 0.22381 | 0.43915 | 0.15621 | 0.22381 | 0.10142 | 0.036076 | 0.051687 | 0.10142 | 0.036076 | 0.051687 | -0.03755 | -0.039758 | 0.060251 | 0.039003 | 0.040004 | -0.060277 | -0.073803 | 0.023868 | -0.014569 | 0.076485 | -0.023831 | 0.015196 | 108.7001 | 86.3809 | 141.2696 | -71.2999 | -93.619 | -38.7304 |  | 0.8165 | 1.2854 | 1.1993 | 0.84656 | 1.2908 | 1.2027 | -8.2663 | -124.5973 | 127.6765 | -8.3188 | -124.4023 | 127.1198
Line11_12_13 | 0.43915 | 0.15621 | 0.22381 | 0.43915 | 0.15621 | 0.22381 | 0.10142 | 0.036076 | 0.051687 | 0.10142 | 0.036076 | 0.051687 | -0.039003 | -0.040004 | 0.060277 | 0.040456 | 0.04025 | -0.060303 | -0.076485 | 0.023831 | -0.015196 | 0.079167 | -0.023794 | 0.015824 | 108.7001 | 86.381 | 141.2696 | -71.2999 | -93.619 | -38.7304 |  | 0.84656 | 1.2908 | 1.2027 | 0.87663 | 1.2961 | 1.2062 | -8.3188 | -124.4023 | 127.1198 | -8.3678 | -124.2088 | 126.5663
Line12_13_15 | 0 | 0 | 0 | 0 | 0 | 0 | 0 | 0 | 0 | 0 | 0 | 0 | 2.0917e-08 | 4.0837e-08 | -5.9452e-08 | -1.3264e-08 | -2.8171e-08 | 3.9133e-08 | 4.1219e-08 | -5.4967e-08 | -1.7863e-08 | -2.7994e-08 | 3.6261e-08 | 1.2465e-08 | 0 | 0 | 0 | 0 | 0 | 0 |  | 0.87663 | 1.2961 | 1.2062 | 0.87663 | 1.2961 | 1.2062 | -8.3678 | -124.2088 | 126.5663 | -8.3678 | -124.2088 | 126.5663
Line13_13_14 | 0.43915 | 0.15621 | 0.22381 | 0.43915 | 0.15621 | 0.22381 | 0.10142 | 0.036076 | 0.051687 | 0.10142 | 0.036076 | 0.051687 | -0.040456 | -0.04025 | 0.060303 | 0.041908 | 0.040497 | -0.060329 | -0.079167 | 0.023794 | -0.015824 | 0.081849 | -0.023757 | 0.016451 | 108.7001 | 86.381 | 141.2696 | -71.2999 | -93.619 | -38.7304 |  | 0.87663 | 1.2961 | 1.2062 | 0.90669 | 1.3015 | 1.2098 | -8.3678 | -124.2088 | 126.5663 | -8.4135 | -124.017 | 126.0161
Line14_15_16 | 0 | 0 | 0 | 0 | 0 | 0 | 0 | 0 | 0 | 0 | 0 | 0 | 1.3945e-08 | 2.7225e-08 | -3.9635e-08 | -6.292e-09 | -1.4558e-08 | 1.9316e-08 | 2.7479e-08 | -3.6645e-08 | -1.1909e-08 | -1.4254e-08 | 1.7939e-08 | 6.5108e-09 | 0 | 0 | 0 | 0 | 0 | 0 |  | 0.87663 | 1.2961 | 1.2062 | 0.87663 | 1.2961 | 1.2062 | -8.3678 | -124.2088 | 126.5663 | -8.3678 | -124.2088 | 126.5663
Line15_16_17 | 0 | 0 | 0 | 0 | 0 | 0 | 0 | 0 | 0 | 0 | 0 | 0 | 6.9724e-09 | 1.3612e-08 | -1.9817e-08 | 6.8035e-10 | -9.4602e-10 | -5.0156e-10 | 1.374e-08 | -1.8322e-08 | -5.9545e-09 | -5.1454e-10 | -3.8366e-10 | 5.5633e-10 | 0 | 0 | 0 | 0 | 0 | 0 |  | 0.87663 | 1.2961 | 1.2062 | 0.87663 | 1.2961 | 1.2062 | -8.3678 | -124.2088 | 126.5663 | -8.3678 | -124.2088 | 126.5663
Line16_4_18 | 0 | 0 | 0 | 0 | 0 | 0 | 0 | 0 | 0 | 0 | 0 | 0 | 6.3566e-09 | 1.6365e-08 | -2.2229e-08 | 8.5718e-10 | -8.7694e-10 | -4.7324e-10 | 1.474e-08 | -2.0262e-08 | -8.806e-09 | -4.6523e-10 | -4.26e-10 | 6.836e-10 | 0 | 0 | 0 | 0 | 0 | 0 |  | 0.79384 | 1.2827 | 1.1968 | 0.79384 | 1.2827 | 1.1968 | -8.3549 | -124.7232 | 128.1418 | -8.3549 | -124.7232 | 128.1418
Line17_5_19 | 0 | 0 | 0 | 0 | 0 | 0 | 0 | 0 | 0 | 0 | 0 | 0 | 5.9028e-09 | 1.7588e-08 | -2.3114e-08 | 9.2221e-10 | -8.3659e-10 | -4.6266e-10 | 1.5026e-08 | -2.0923e-08 | -1.0206e-08 | -4.3241e-10 | -4.4744e-10 | 7.3595e-10 | 0 | 0 | 0 | 0 | 0 | 0 |  | 0.75637 | 1.2748 | 1.1928 | 0.75637 | 1.2748 | 1.1928 | -8.1487 | -124.9923 | 128.799 | -8.1487 | -124.9923 | 128.799
Line1_1_3 | 0.43915 | 0.15621 | 0.22381 | 0.43915 | 0.15621 | 0.22381 | 0.10142 | 0.036076 | 0.051687 | 0.10142 | 0.036076 | 0.051687 | -0.034644 | -0.039265 | 0.0602 | 0.036097 | 0.039512 | -0.060225 | -0.06844 | 0.023942 | -0.013314 | 0.071121 | -0.023905 | 0.013941 | 108.7001 | 86.3809 | 141.2697 | -71.2999 | -93.6191 | -38.7303 |  | 0.75637 | 1.2748 | 1.1928 | 0.78643 | 1.2801 | 1.196 | -8.1487 | -124.9923 | 128.799 | -8.2097 | -124.794 | 128.2362
Line2_1_4 | 0.54547 | 0.20321 | 0.26075 | 0.54547 | 0.20321 | 0.26075 | 0.12597 | 0.046928 | 0.060217 | 0.12597 | 0.046928 | 0.060217 | -0.037956 | -0.054788 | 0.070796 | 0.040166 | 0.055241 | -0.070884 | -0.087393 | 0.024026 | -0.012139 | 0.091578 | -0.023916 | 0.012993 | 105.327 | 78.687 | 138.5284 | -74.673 | -101.313 | -41.4716 |  | 0.75637 | 1.2748 | 1.1928 | 0.79384 | 1.2827 | 1.1968 | -8.1487 | -124.9923 | 128.799 | -8.3549 | -124.7232 | 128.1418
Line3_1_5 | 0 | 0 | 0 | 0 | 0 | 0 | 0 | 0 | 0 | 0 | 0 | 0 | 1.1806e-08 | 3.5176e-08 | -4.6228e-08 | -4.9806e-09 | -1.8425e-08 | 2.2651e-08 | 3.0052e-08 | -4.1845e-08 | -2.0411e-08 | -1.5458e-08 | 2.0475e-08 | 1.0942e-08 | 0 | 0 | 0 | 0 | 0 | 0 |  | 0.75637 | 1.2748 | 1.1928 | 0.75637 | 1.2748 | 1.1928 | -8.1487 | -124.9923 | 128.799 | -8.1487 | -124.9923 | 128.799
Line4_2_6 | 2.0524 | 0.25513 | 0.16741 | 2.0524 | 0.25513 | 0.16741 | 0.47399 | 0.05892 | 0.038661 | 0.47399 | 0.05892 | 0.038661 | 0.1297 | -0.071232 | 0.041218 | -0.093222 | 0.071609 | -0.039945 | 0.24531 | 0.022013 | -0.018892 | -0.17294 | -0.019099 | 0.01986 | -70.5347 | 74.3899 | 151.6694 | 109.4653 | -105.6101 | -28.3307 |  | 0.58542 | 1.2654 | 1.1728 | 0.41449 | 1.2578 | 1.1539 | -8.401 | -122.783 | 127.0457 | -8.8616 | -120.544 | 125.2332
Line5_6_7 | 2.0524 | 0.25513 | 0.16741 | 2.0524 | 0.25513 | 0.16741 | 0.47399 | 0.05892 | 0.038661 | 0.47399 | 0.058921 | 0.038661 | 0.093222 | -0.071609 | 0.039945 | -0.056745 | 0.071986 | -0.038673 | 0.17294 | 0.019099 | -0.01986 | -0.10057 | -0.016185 | 0.020829 | -70.5347 | 74.3899 | 151.6693 | 109.4653 | -105.6101 | -28.3307 |  | 0.41449 | 1.2578 | 1.1539 | 0.24362 | 1.2522 | 1.1362 | -8.8616 | -120.544 | 125.2332 | -9.9684 | -118.2815 | 123.3622
Line6_7_8 | 3.0193 | 0 | 0 | 3.0193 | 0 | 0 | 0.69728 | 0 | 0 | 0.69728 | 0 | 0 | 0.075968 | 9.4653e-08 | -9.64e-08 | 1.531e-15 | -6.6354e-08 | 6.4399e-08 | 0.15194 | -7.1835e-08 | -4.3942e-08 | 2.1354e-14 | 4.5778e-08 | 2.7541e-08 | -73.4033 | 0 | 0 | 106.5967 | 0 | 0 |  | 0.24362 | 1.2522 | 1.1362 | 0 | 1.2378 | 1.1033 | -9.9684 | -118.2815 | 123.3622 | 0 | -116.1398 | 121.5214
Line7_8_9 | 0 | 0 | 0 | 0 | 0 | 0 | 0 | 0 | 0 | 0 | 0 | 0 | 1.862e-22 | 3.2859e-08 | -3.2207e-08 | -1.0061e-17 | -6.3673e-10 | -1.4978e-11 | -9.4422e-22 | -2.2721e-08 | -1.3711e-08 | 9.1066e-18 | 3.361e-10 | 1.1815e-10 | 0 | 0 | 0 | 0 | 0 | 0 |  | 0 | 1.2378 | 1.1033 | 0 | 1.2378 | 1.1033 | 0 | -116.1398 | 121.5214 | 0 | -116.1398 | 121.5214
Line8_8_10 | 0 | 0 | 0 | 0 | 0 | 0 | 0 | 0 | 0 | 0 | 0 | 0 | 1.862e-22 | 3.2859e-08 | -3.2207e-08 | -1.0061e-17 | -6.3673e-10 | -1.4977e-11 | -9.4422e-22 | -2.2721e-08 | -1.3711e-08 | 9.1066e-18 | 3.361e-10 | 1.1815e-10 | 0 | 0 | 0 | 0 | 0 | 0 |  | 0 | 1.2378 | 1.1033 | 0 | 1.2378 | 1.1033 | 0 | -116.1398 | 121.5214 | 0 | -116.1398 | 121.5214
Line9_3_11 | 0.43915 | 0.15621 | 0.22381 | 0.43915 | 0.15621 | 0.22381 | 0.10142 | 0.036076 | 0.051687 | 0.10142 | 0.036076 | 0.051687 | -0.036097 | -0.039512 | 0.060225 | 0.03755 | 0.039758 | -0.060251 | -0.071121 | 0.023905 | -0.013941 | 0.073803 | -0.023868 | 0.014569 | 108.7001 | 86.3809 | 141.2697 | -71.2999 | -93.6191 | -38.7304 |  | 0.78643 | 1.2801 | 1.196 | 0.8165 | 1.2854 | 1.1993 | -8.2097 | -124.794 | 128.2362 | -8.2663 | -124.5973 | 127.6765

## LG_max_fault_6
name | pf_ikss_a_from_ka | pf_ikss_b_from_ka | pf_ikss_c_from_ka | pf_ikss_a_to_ka | pf_ikss_b_to_ka | pf_ikss_c_to_ka | pf_skss_a_from_mw | pf_skss_b_from_mw | pf_skss_c_from_mw | pf_skss_a_to_mw | pf_skss_b_to_mw | pf_skss_c_to_mw | pf_p_a_from_mw | pf_p_b_from_mw | pf_p_c_from_mw | pf_p_a_to_mw | pf_p_b_to_mw | pf_p_c_to_mw | pf_q_a_from_mvar | pf_q_b_from_mvar | pf_q_c_from_mvar | pf_q_a_to_mvar | pf_q_b_to_mvar | pf_q_c_to_mvar | pf_ikss_a_from_degree | pf_ikss_b_from_degree | pf_ikss_c_from_degree | pf_ikss_a_to_degree | pf_ikss_b_to_degree | pf_ikss_c_to_degree | 3xI0 | pf_vm_a_from_pu | pf_vm_b_from_pu | pf_vm_c_from_pu | pf_vm_a_to_pu | pf_vm_b_to_pu | pf_vm_c_to_pu | pf_va_a_from_degree | pf_va_b_from_degree | pf_va_c_from_degree | pf_va_a_to_degree | pf_va_b_to_degree | pf_va_c_to_degree
Line0_1_2 | 0.095703 | 0.11615 | 0.11841 | 0.095703 | 0.11615 | 0.11841 | 0.022102 | 0.026824 | 0.027345 | 0.022102 | 0.026824 | 0.027345 | -0.0065688 | -0.011636 | -0.010733 | 0.0066595 | 0.011763 | 0.010881 | -0.023006 | -0.026758 | -0.027668 | 0.023196 | 0.027024 | 0.027944 | 105.8946 | -6.3937 | -128.561 | -74.1054 | 173.6063 | 51.439 |  | 1.0825 | 1.0878 | 1.0853 | 1.0919 | 1.0988 | 1.0967 | -0.040798 | -119.8951 | 120.2359 | -0.12391 | -119.9159 | 120.1628
Line10_11_12 | 0.10925 | 0.10407 | 0.10754 | 0.10925 | 0.10407 | 0.10754 | 0.025231 | 0.024034 | 0.024836 | 0.025231 | 0.024034 | 0.024836 | -0.0018655 | -0.0010988 | -0.00033668 | 0.0019862 | 0.0012092 | 0.00044867 | -0.027734 | -0.026568 | -0.027417 | 0.02797 | 0.026788 | 0.027649 | 93.3681 | -27.9709 | -149.5246 | -86.6319 | 152.0291 | 30.4754 |  | 1.1017 | 1.1064 | 1.104 | 1.1114 | 1.1157 | 1.1134 | -0.47998 | -120.3391 | 119.7719 | -0.69387 | -120.5555 | 119.5458
Line11_12_13 | 0.10925 | 0.10407 | 0.10754 | 0.10925 | 0.10407 | 0.10754 | 0.025231 | 0.024034 | 0.024836 | 0.025231 | 0.024034 | 0.024836 | -0.0019862 | -0.0012092 | -0.00044867 | 0.002107 | 0.0013197 | 0.00056067 | -0.02797 | -0.026788 | -0.027649 | 0.028205 | 0.027007 | 0.027881 | 93.3681 | -27.9709 | -149.5246 | -86.6319 | 152.0291 | 30.4754 |  | 1.1114 | 1.1157 | 1.1134 | 1.121 | 1.125 | 1.1228 | -0.69387 | -120.5555 | 119.5458 | -0.90409 | -120.7684 | 119.3234
Line12_13_15 | 0 | 0 | 0 | 0 | 0 | 0 | 0 | 0 | 0 | 0 | 0 | 0 | 1.3926e-09 | 1.0374e-09 | 2.7711e-10 | -1.2208e-09 | -1.0015e-09 | -4.8482e-10 | 6.2398e-10 | -4.841e-10 | 3.876e-10 | -4.8409e-10 | 2.6465e-10 | -3.0945e-10 | 0 | 0 | 0 | 0 | 0 | 0 |  | 1.121 | 1.125 | 1.1228 | 1.121 | 1.125 | 1.1228 | -0.90409 | -120.7684 | 119.3234 | -0.90409 | -120.7684 | 119.3234
Line13_13_14 | 0.10925 | 0.10407 | 0.10754 | 0.10925 | 0.10407 | 0.10754 | 0.025231 | 0.024034 | 0.024836 | 0.025231 | 0.024034 | 0.024836 | -0.002107 | -0.0013197 | -0.00056067 | 0.0022277 | 0.0014301 | 0.00067266 | -0.028205 | -0.027007 | -0.027881 | 0.02844 | 0.027227 | 0.028112 | 93.3681 | -27.9709 | -149.5246 | -86.6319 | 152.0291 | 30.4754 |  | 1.121 | 1.125 | 1.1228 | 1.1307 | 1.1344 | 1.1322 | -0.90409 | -120.7684 | 119.3234 | -1.1107 | -120.9777 | 119.1048
Line14_15_16 | 0 | 0 | 0 | 0 | 0 | 0 | 0 | 0 | 0 | 0 | 0 | 0 | 9.284e-10 | 6.9161e-10 | 1.8474e-10 | -7.5658e-10 | -6.5572e-10 | -3.9245e-10 | 4.1599e-10 | -3.2273e-10 | 2.584e-10 | -2.7609e-10 | 1.0328e-10 | -1.8025e-10 | 0 | 0 | 0 | 0 | 0 | 0 |  | 1.121 | 1.125 | 1.1228 | 1.121 | 1.125 | 1.1228 | -0.90409 | -120.7684 | 119.3234 | -0.90409 | -120.7684 | 119.3234
Line15_16_17 | 0 | 0 | 0 | 0 | 0 | 0 | 0 | 0 | 0 | 0 | 0 | 0 | 4.642e-10 | 3.4581e-10 | 9.2369e-11 | -2.9238e-10 | -3.0991e-10 | -3.0008e-10 | 2.0799e-10 | -1.6137e-10 | 1.292e-10 | -6.8098e-11 | -5.8083e-11 | -5.1046e-11 | 0 | 0 | 0 | 0 | 0 | 0 |  | 1.121 | 1.125 | 1.1228 | 1.121 | 1.125 | 1.1228 | -0.90409 | -120.7684 | 119.3234 | -0.90409 | -120.7684 | 119.3234
Line16_4_18 | 0 | 0 | 0 | 0 | 0 | 0 | 0 | 0 | 0 | 0 | 0 | 0 | 3.6372e-10 | 2.581e-10 | -5.1392e-11 | -1.7991e-10 | -2.0038e-10 | -1.9014e-10 | 1.9532e-10 | -2.3302e-10 | 7.6604e-11 | -2.3554e-11 | -1.2987e-11 | -4.2498e-12 | 0 | 0 | 0 | 0 | 0 | 0 |  | 1.0948 | 1.0997 | 1.0973 | 1.0948 | 1.0997 | 1.0973 | -0.32019 | -120.1758 | 119.9424 | -0.32019 | -120.1758 | 119.9424
Line17_5_19 | 0 | 0 | 0 | 0 | 0 | 0 | 0 | 0 | 0 | 0 | 0 | 0 | 3.1563e-10 | 2.197e-10 | -1.1514e-10 | -1.2903e-10 | -1.507e-10 | -1.4045e-10 | 1.8923e-10 | -2.6346e-10 | 5.0204e-11 | -2.9676e-12 | 7.6671e-12 | 1.7203e-11 | 0 | 0 | 0 | 0 | 0 | 0 |  | 1.0825 | 1.0878 | 1.0853 | 1.0825 | 1.0878 | 1.0853 | -0.040798 | -119.8951 | 120.2359 | -0.040798 | -119.8951 | 120.2359
Line1_1_3 | 0.10925 | 0.10407 | 0.10754 | 0.10925 | 0.10407 | 0.10754 | 0.025231 | 0.024034 | 0.024836 | 0.025231 | 0.024034 | 0.024836 | -0.001624 | -0.00087785 | -0.0001127 | 0.0017447 | 0.00098831 | 0.00022469 | -0.027264 | -0.02613 | -0.026954 | 0.027499 | 0.026349 | 0.027186 | 93.3681 | -27.9709 | -149.5246 | -86.6319 | 152.0291 | 30.4754 |  | 1.0825 | 1.0878 | 1.0853 | 1.0921 | 1.0971 | 1.0946 | -0.040798 | -119.8951 | 120.2359 | -0.26232 | -120.119 | 120.0019
Line2_1_4 | 0.13967 | 0.13303 | 0.13696 | 0.13967 | 0.13303 | 0.13696 | 0.032256 | 0.030723 | 0.03163 | 0.032256 | 0.030723 | 0.03163 | -0.0021945 | -0.0014107 | -0.00037402 | 0.0023913 | 0.0015914 | 0.00055593 | -0.034848 | -0.03339 | -0.034325 | 0.035233 | 0.033748 | 0.034702 | 93.5626 | -27.4759 | -149.1398 | -86.4374 | 152.5241 | 30.8602 |  | 1.0825 | 1.0878 | 1.0853 | 1.0948 | 1.0997 | 1.0973 | -0.040798 | -119.8951 | 120.2359 | -0.32019 | -120.1758 | 119.9424
Line3_1_5 | 0 | 0 | 0 | 0 | 0 | 0 | 0 | 0 | 0 | 0 | 0 | 0 | 6.3126e-10 | 4.394e-10 | -2.3027e-10 | -4.4466e-10 | -3.704e-10 | -2.5317e-11 | 3.7847e-10 | -5.2693e-10 | 1.0041e-10 | -1.922e-10 | 2.7113e-10 | -3.3001e-11 | 0 | 0 | 0 | 0 | 0 | 0 |  | 1.0825 | 1.0878 | 1.0853 | 1.0825 | 1.0878 | 1.0853 | -0.040798 | -119.8951 | 120.2359 | -0.040798 | -119.8951 | 120.2359
Line4_2_6 | 0.095703 | 0.11615 | 0.11841 | 0.095703 | 0.11615 | 0.11841 | 0.022102 | 0.026824 | 0.027345 | 0.022102 | 0.026824 | 0.027345 | -0.0066595 | -0.011763 | -0.010881 | 0.0067503 | 0.01189 | 0.01103 | -0.023196 | -0.027024 | -0.027944 | 0.023387 | 0.027289 | 0.02822 | 105.8946 | -6.3937 | -128.561 | -74.1054 | 173.6063 | 51.439 |  | 1.0919 | 1.0988 | 1.0967 | 1.1013 | 1.1097 | 1.108 | -0.12391 | -119.9159 | 120.1628 | -0.2056 | -119.9362 | 120.0913
Line5_6_7 | 0.095703 | 0.11615 | 0.11841 | 0.095703 | 0.11615 | 0.11841 | 0.022102 | 0.026824 | 0.027345 | 0.022102 | 0.026824 | 0.027345 | -0.0067503 | -0.01189 | -0.01103 | 0.0068411 | 0.012017 | 0.011178 | -0.023387 | -0.027289 | -0.02822 | 0.023577 | 0.027555 | 0.028496 | 105.8946 | -6.3937 | -128.561 | -74.1054 | 173.6063 | 51.439 |  | 1.1013 | 1.1097 | 1.108 | 1.1108 | 1.1207 | 1.1194 | -0.2056 | -119.9362 | 120.0913 | -0.2859 | -119.9562 | 120.0211
Line6_7_8 | 0.036187 | 0 | 0 | 0.036187 | 0 | 0 | 0.008357 | 0 | 0 | 0.008357 | 0 | 0 | 0.0065583 | 1.3411e-09 | -3.4726e-10 | -0.0065474 | -1.1948e-09 | -3.5032e-11 | 0.0065692 | -1.1281e-09 | 1.4789e-10 | -0.0065474 | 7.6987e-10 | -9.5548e-11 | -45.3335 | 0 | 0 | 134.6665 | 0 | 0 |  | 1.1108 | 1.1207 | 1.1194 | 1.108 | 1.1203 | 1.1193 | -0.2859 | -119.9562 | 120.0211 | -0.33353 | -119.9362 | 119.9919
Line7_8_9 | 0 | 0 | 0 | 0 | 0 | 0 | 0 | 0 | 0 | 0 | 0 | 0 | 4.801e-10 | 4.5311e-10 | -1.2465e-10 | -2.3565e-10 | -2.8859e-10 | -2.8433e-10 | 3.5086e-10 | -3.8253e-10 | 4.7469e-11 | -2.4832e-11 | 4.799e-12 | -6.0932e-13 | 0 | 0 | 0 | 0 | 0 | 0 |  | 1.108 | 1.1203 | 1.1193 | 1.108 | 1.1203 | 1.1193 | -0.33353 | -119.9362 | 119.9919 | -0.33353 | -119.9362 | 119.9919
Line8_8_10 | 0 | 0 | 0 | 0 | 0 | 0 | 0 | 0 | 0 | 0 | 0 | 0 | 4.801e-10 | 4.5311e-10 | -1.2465e-10 | -2.3565e-10 | -2.8859e-10 | -2.8433e-10 | 3.5086e-10 | -3.8253e-10 | 4.7469e-11 | -2.4832e-11 | 4.799e-12 | -6.0941e-13 | 0 | 0 | 0 | 0 | 0 | 0 |  | 1.108 | 1.1203 | 1.1193 | 1.108 | 1.1203 | 1.1193 | -0.33353 | -119.9362 | 119.9919 | -0.33353 | -119.9362 | 119.9919
Line9_3_11 | 0.10925 | 0.10407 | 0.10754 | 0.10925 | 0.10407 | 0.10754 | 0.025231 | 0.024034 | 0.024836 | 0.025231 | 0.024034 | 0.024836 | -0.0017447 | -0.00098831 | -0.00022469 | 0.0018655 | 0.0010988 | 0.00033668 | -0.027499 | -0.026349 | -0.027186 | 0.027734 | 0.026568 | 0.027417 | 93.3681 | -27.9709 | -149.5246 | -86.6319 | 152.0291 | 30.4754 |  | 1.0921 | 1.0971 | 1.0946 | 1.1017 | 1.1064 | 1.104 | -0.26232 | -120.119 | 120.0019 | -0.47998 | -120.3391 | 119.7719

## LG_max_fault_10
name | pf_ikss_a_from_ka | pf_ikss_b_from_ka | pf_ikss_c_from_ka | pf_ikss_a_to_ka | pf_ikss_b_to_ka | pf_ikss_c_to_ka | pf_skss_a_from_mw | pf_skss_b_from_mw | pf_skss_c_from_mw | pf_skss_a_to_mw | pf_skss_b_to_mw | pf_skss_c_to_mw | pf_p_a_from_mw | pf_p_b_from_mw | pf_p_c_from_mw | pf_p_a_to_mw | pf_p_b_to_mw | pf_p_c_to_mw | pf_q_a_from_mvar | pf_q_b_from_mvar | pf_q_c_from_mvar | pf_q_a_to_mvar | pf_q_b_to_mvar | pf_q_c_to_mvar | pf_ikss_a_from_degree | pf_ikss_b_from_degree | pf_ikss_c_from_degree | pf_ikss_a_to_degree | pf_ikss_b_to_degree | pf_ikss_c_to_degree | 3xI0 | pf_vm_a_from_pu | pf_vm_b_from_pu | pf_vm_c_from_pu | pf_vm_a_to_pu | pf_vm_b_to_pu | pf_vm_c_to_pu | pf_va_a_from_degree | pf_va_b_from_degree | pf_va_c_from_degree | pf_va_a_to_degree | pf_va_b_to_degree | pf_va_c_to_degree
Line0_1_2 | 0.095378 | 0.11688 | 0.11925 | 0.095378 | 0.11688 | 0.11925 | 0.022027 | 0.026992 | 0.02754 | 0.022027 | 0.026992 | 0.02754 | -0.0066181 | -0.012199 | -0.011201 | 0.0067082 | 0.012328 | 0.011351 | -0.024088 | -0.028246 | -0.029247 | 0.024278 | 0.028515 | 0.029527 | 105.3144 | -6.536 | -128.8035 | -74.6856 | 173.464 | 51.1965 |  | 1.1341 | 1.1399 | 1.1372 | 1.1435 | 1.1509 | 1.1486 | -0.048247 | -119.8955 | 120.2412 | -0.13157 | -119.9163 | 120.1677
Line10_11_12 | 0.11063 | 0.10512 | 0.10878 | 0.11063 | 0.10512 | 0.10878 | 0.025548 | 0.024277 | 0.025121 | 0.025548 | 0.024277 | 0.025121 | -0.0020472 | -0.0012031 | -0.00035441 | 0.002171 | 0.0013159 | 0.00046882 | -0.0294 | -0.028105 | -0.029041 | 0.029641 | 0.028329 | 0.029278 | 93.5125 | -27.8713 | -149.5069 | -86.4875 | 152.1287 | 30.4931 |  | 1.1536 | 1.1587 | 1.1561 | 1.1633 | 1.1681 | 1.1656 | -0.47059 | -120.3226 | 119.7939 | -0.67645 | -120.531 | 119.5758
Line11_12_13 | 0.11063 | 0.10512 | 0.10878 | 0.11063 | 0.10512 | 0.10878 | 0.025548 | 0.024277 | 0.025121 | 0.025548 | 0.024277 | 0.025121 | -0.002171 | -0.0013159 | -0.00046882 | 0.0022948 | 0.0014288 | 0.00058323 | -0.029641 | -0.028329 | -0.029278 | 0.029882 | 0.028553 | 0.029515 | 93.5125 | -27.8713 | -149.5069 | -86.4875 | 152.1287 | 30.4931 |  | 1.1633 | 1.1681 | 1.1656 | 1.1731 | 1.1776 | 1.1751 | -0.67645 | -120.531 | 119.5758 | -0.87889 | -120.736 | 119.3611
Line12_13_15 | 0 | 0 | 0 | 0 | 0 | 0 | 0 | 0 | 0 | 0 | 0 | 0 | 1.5398e-09 | 1.1338e-09 | 2.499e-10 | -1.3416e-09 | -1.0913e-09 | -4.9068e-10 | 7.0573e-10 | -5.7858e-10 | 4.2703e-10 | -5.4306e-10 | 3.2471e-10 | -3.3753e-10 | 0 | 0 | 0 | 0 | 0 | 0 |  | 1.1731 | 1.1776 | 1.1751 | 1.1731 | 1.1776 | 1.1751 | -0.87889 | -120.736 | 119.3611 | -0.87889 | -120.736 | 119.3611
Line13_13_14 | 0.11063 | 0.10512 | 0.10878 | 0.11063 | 0.10512 | 0.10878 | 0.025548 | 0.024277 | 0.025121 | 0.025548 | 0.024277 | 0.025121 | -0.0022948 | -0.0014288 | -0.00058323 | 0.0024186 | 0.0015416 | 0.00069764 | -0.029882 | -0.028553 | -0.029515 | 0.030123 | 0.028777 | 0.029752 | 93.5125 | -27.8713 | -149.5069 | -86.4875 | 152.1287 | 30.4931 |  | 1.1731 | 1.1776 | 1.1751 | 1.1829 | 1.187 | 1.1847 | -0.87889 | -120.736 | 119.3611 | -1.078 | -120.9378 | 119.1499
Line14_15_16 | 0 | 0 | 0 | 0 | 0 | 0 | 0 | 0 | 0 | 0 | 0 | 0 | 1.0266e-09 | 7.5589e-10 | 1.666e-10 | -8.2832e-10 | -7.1334e-10 | -4.0738e-10 | 4.7048e-10 | -3.8572e-10 | 2.8468e-10 | -3.0782e-10 | 1.3185e-10 | -1.9519e-10 | 0 | 0 | 0 | 0 | 0 | 0 |  | 1.1731 | 1.1776 | 1.1751 | 1.1731 | 1.1776 | 1.1751 | -0.87889 | -120.736 | 119.3611 | -0.87889 | -120.736 | 119.3611
Line15_16_17 | 0 | 0 | 0 | 0 | 0 | 0 | 0 | 0 | 0 | 0 | 0 | 0 | 5.1328e-10 | 3.7795e-10 | 8.3298e-11 | -3.1504e-10 | -3.354e-10 | -3.2408e-10 | 2.3524e-10 | -1.9286e-10 | 1.4234e-10 | -7.2577e-11 | -6.1009e-11 | -5.285e-11 | 0 | 0 | 0 | 0 | 0 | 0 |  | 1.1731 | 1.1776 | 1.1751 | 1.1731 | 1.1776 | 1.1751 | -0.87889 | -120.736 | 119.3611 | -0.87889 | -120.736 | 119.3611
Line16_4_18 | 0 | 0 | 0 | 0 | 0 | 0 | 0 | 0 | 0 | 0 | 0 | 0 | 4.0664e-10 | 2.8603e-10 | -7.1096e-11 | -1.9537e-10 | -2.1898e-10 | -2.0723e-10 | 2.2356e-10 | -2.6999e-10 | 8.5907e-11 | -2.5382e-11 | -1.3218e-11 | -3.1669e-12 | 0 | 0 | 0 | 0 | 0 | 0 |  | 1.1465 | 1.1518 | 1.1492 | 1.1465 | 1.1518 | 1.1492 | -0.3145 | -120.163 | 119.9609 | -0.3145 | -120.163 | 119.9609
Line17_5_19 | 0 | 0 | 0 | 0 | 0 | 0 | 0 | 0 | 0 | 0 | 0 | 0 | 3.562e-10 | 2.4629e-10 | -1.387e-10 | -1.4189e-10 | -1.6683e-10 | -1.5507e-10 | 2.1797e-10 | -3.0233e-10 | 5.7956e-11 | -3.8519e-12 | 8.3846e-12 | 1.9311e-11 | 0 | 0 | 0 | 0 | 0 | 0 |  | 1.1341 | 1.1399 | 1.1372 | 1.1341 | 1.1399 | 1.1372 | -0.048247 | -119.8955 | 120.2412 | -0.048247 | -119.8955 | 120.2412
Line1_1_3 | 0.11063 | 0.10512 | 0.10878 | 0.11063 | 0.10512 | 0.10878 | 0.025548 | 0.024277 | 0.025121 | 0.025548 | 0.024277 | 0.025121 | -0.0017995 | -0.00097747 | -0.0001256 | 0.0019233 | 0.0010903 | 0.00024001 | -0.028918 | -0.027657 | -0.028567 | 0.029159 | 0.027881 | 0.028804 | 93.5125 | -27.8713 | -149.5069 | -86.4875 | 152.1287 | 30.4931 |  | 1.1341 | 1.1399 | 1.1372 | 1.1438 | 1.1493 | 1.1466 | -0.048247 | -119.8955 | 120.2412 | -0.26121 | -120.1108 | 120.0157
Line2_1_4 | 0.14012 | 0.13314 | 0.13725 | 0.14012 | 0.13314 | 0.13725 | 0.03236 | 0.030748 | 0.031697 | 0.03236 | 0.030748 | 0.031697 | -0.0023966 | -0.0015366 | -0.00039616 | 0.0025947 | 0.0017179 | 0.00057858 | -0.036621 | -0.035016 | -0.036043 | 0.037008 | 0.035375 | 0.036421 | 93.696 | -27.3828 | -149.129 | -86.304 | 152.6172 | 30.871 |  | 1.1341 | 1.1399 | 1.1372 | 1.1465 | 1.1518 | 1.1492 | -0.048247 | -119.8955 | 120.2412 | -0.3145 | -120.163 | 119.9609
Line3_1_5 | 0 | 0 | 0 | 0 | 0 | 0 | 0 | 0 | 0 | 0 | 0 | 0 | 7.1241e-10 | 4.9258e-10 | -2.774e-10 | -4.9809e-10 | -4.1312e-10 | -1.6371e-11 | 4.3595e-10 | -6.0466e-10 | 1.1591e-10 | -2.2182e-10 | 3.1071e-10 | -3.8645e-11 | 0 | 0 | 0 | 0 | 0 | 0 |  | 1.1341 | 1.1399 | 1.1372 | 1.1341 | 1.1399 | 1.1372 | -0.048247 | -119.8955 | 120.2412 | -0.048247 | -119.8955 | 120.2412
Line4_2_6 | 0.095378 | 0.11688 | 0.11925 | 0.095378 | 0.11688 | 0.11925 | 0.022027 | 0.026992 | 0.02754 | 0.022027 | 0.026992 | 0.02754 | -0.0067082 | -0.012328 | -0.011351 | 0.0067983 | 0.012456 | 0.011502 | -0.024278 | -0.028515 | -0.029527 | 0.024467 | 0.028783 | 0.029806 | 105.3144 | -6.536 | -128.8035 | -74.6856 | 173.464 | 51.1965 |  | 1.1435 | 1.1509 | 1.1486 | 1.1529 | 1.162 | 1.1601 | -0.13157 | -119.9163 | 120.1677 | -0.21353 | -119.9368 | 120.0957
Line5_6_7 | 0.095378 | 0.11688 | 0.11925 | 0.095378 | 0.11688 | 0.11925 | 0.022027 | 0.026992 | 0.02754 | 0.022027 | 0.026992 | 0.02754 | -0.0067983 | -0.012456 | -0.011502 | 0.0068883 | 0.012585 | 0.011652 | -0.024467 | -0.028783 | -0.029806 | 0.024657 | 0.029052 | 0.030086 | 105.3144 | -6.536 | -128.8035 | -74.6856 | 173.464 | 51.1965 |  | 1.1529 | 1.162 | 1.1601 | 1.1623 | 1.173 | 1.1715 | -0.21353 | -119.9368 | 120.0957 | -0.29417 | -119.9568 | 120.0251
Line6_7_8 | 0.037865 | 0 | 0 | 0.037865 | 0 | 0 | 0.0087446 | 0 | 0 | 0.0087446 | 0 | 0 | 0.0071808 | 1.4699e-09 | -4.3827e-10 | -0.0071688 | -1.305e-09 | 5.0287e-12 | 0.0071927 | -1.2781e-09 | 1.7033e-10 | -0.0071688 | 8.7146e-10 | -1.0991e-10 | -45.3418 | 0 | 0 | 134.6582 | 0 | 0 |  | 1.1623 | 1.173 | 1.1715 | 1.1594 | 1.1725 | 1.1714 | -0.29417 | -119.9568 | 120.0251 | -0.3418 | -119.9369 | 119.9958
Line7_8_9 | 0 | 0 | 0 | 0 | 0 | 0 | 0 | 0 | 0 | 0 | 0 | 0 | 5.3019e-10 | 4.966e-10 | -1.5583e-10 | -2.525e-10 | -3.1184e-10 | -3.0662e-10 | 3.9571e-10 | -4.3312e-10 | 5.4785e-11 | -2.7895e-11 | 5.2106e-12 | -3.4395e-13 | 0 | 0 | 0 | 0 | 0 | 0 |  | 1.1594 | 1.1725 | 1.1714 | 1.1594 | 1.1725 | 1.1714 | -0.3418 | -119.9369 | 119.9958 | -0.3418 | -119.9369 | 119.9958
Line8_8_10 | 0 | 0 | 0 | 0 | 0 | 0 | 0 | 0 | 0 | 0 | 0 | 0 | 5.3019e-10 | 4.966e-10 | -1.5583e-10 | -2.525e-10 | -3.1184e-10 | -3.0662e-10 | 3.9571e-10 | -4.3312e-10 | 5.4785e-11 | -2.7895e-11 | 5.2106e-12 | -3.4403e-13 | 0 | 0 | 0 | 0 | 0 | 0 |  | 1.1594 | 1.1725 | 1.1714 | 1.1594 | 1.1725 | 1.1714 | -0.3418 | -119.9369 | 119.9958 | -0.3418 | -119.9369 | 119.9958
Line9_3_11 | 0.11063 | 0.10512 | 0.10878 | 0.11063 | 0.10512 | 0.10878 | 0.025548 | 0.024277 | 0.025121 | 0.025548 | 0.024277 | 0.025121 | -0.0019233 | -0.0010903 | -0.00024001 | 0.0020472 | 0.0012031 | 0.00035441 | -0.029159 | -0.027881 | -0.028804 | 0.0294 | 0.028105 | 0.029041 | 93.5125 | -27.8713 | -149.5069 | -86.4875 | 152.1287 | 30.4931 |  | 1.1438 | 1.1493 | 1.1466 | 1.1536 | 1.1587 | 1.1561 | -0.26121 | -120.1108 | 120.0157 | -0.47059 | -120.3226 | 119.7939

## LG_min_6
name | pf_ikss_a_from_ka | pf_ikss_b_from_ka | pf_ikss_c_from_ka | pf_ikss_a_to_ka | pf_ikss_b_to_ka | pf_ikss_c_to_ka | pf_skss_a_from_mw | pf_skss_b_from_mw | pf_skss_c_from_mw | pf_skss_a_to_mw | pf_skss_b_to_mw | pf_skss_c_to_mw | pf_p_a_from_mw | pf_p_b_from_mw | pf_p_c_from_mw | pf_p_a_to_mw | pf_p_b_to_mw | pf_p_c_to_mw | pf_q_a_from_mvar | pf_q_b_from_mvar | pf_q_c_from_mvar | pf_q_a_to_mvar | pf_q_b_to_mvar | pf_q_c_to_mvar | pf_ikss_a_from_degree | pf_ikss_b_from_degree | pf_ikss_c_from_degree | pf_ikss_a_to_degree | pf_ikss_b_to_degree | pf_ikss_c_to_degree | 3xI0 | pf_vm_a_from_pu | pf_vm_b_from_pu | pf_vm_c_from_pu | pf_vm_a_to_pu | pf_vm_b_to_pu | pf_vm_c_to_pu | pf_va_a_from_degree | pf_va_b_from_degree | pf_va_c_from_degree | pf_va_a_to_degree | pf_va_b_to_degree | pf_va_c_to_degree
Line0_1_2 | 0.20017 | 0.024947 | 0.024768 | 0.20017 | 0.024947 | 0.024768 | 0.046227 | 0.0057612 | 0.0057199 | 0.046227 | 0.0057613 | 0.00572 | 0.0027464 | -0.0045799 | 0.0049121 | -0.0020734 | 0.0046038 | -0.0048884 | 0.0028558 | 0.0079912 | 0.0073156 | -0.0021549 | -0.0079663 | -0.007291 | -86.1693 | 93.506 | 94.0117 | 93.8307 | -86.494 | -85.9883 |  | 0.08571 | 1.5987 | 1.5405 | 0.06469 | 1.597 | 1.5346 | -40.0505 | -146.6765 | 150.132 | -40.0658 | -146.4699 | 150.1709
Line10_11_12 | 0.025208 | 0.024882 | 0.024821 | 0.025208 | 0.024883 | 0.024822 | 0.0058214 | 0.0057464 | 0.0057322 | 0.0058215 | 0.0057464 | 0.0057323 | -0.00035942 | -0.0045186 | 0.0049091 | 0.00036558 | 0.0045245 | -0.0049033 | -0.00037126 | 0.0079932 | 0.0073203 | 0.00037768 | -0.0079872 | -0.0073142 | 94.0316 | 93.9464 | 93.9974 | -85.9685 | -86.0536 | -86.0026 |  | 0.088764 | 1.5979 | 1.5376 | 0.090292 | 1.5975 | 1.5361 | -40.0405 | -146.5743 | 150.1511 | -40.0358 | -146.5231 | 150.1607
Line11_12_13 | 0.025208 | 0.024883 | 0.024822 | 0.025208 | 0.024883 | 0.024822 | 0.0058215 | 0.0057464 | 0.0057323 | 0.0058216 | 0.0057465 | 0.0057324 | -0.00036558 | -0.0045245 | 0.0049032 | 0.00037174 | 0.0045305 | -0.0048974 | -0.00037768 | 0.0079872 | 0.0073142 | 0.0003841 | -0.0079811 | -0.0073082 | 94.0315 | 93.9463 | 93.9974 | -85.9685 | -86.0537 | -86.0026 |  | 0.090292 | 1.5975 | 1.5361 | 0.091819 | 1.597 | 1.5347 | -40.0358 | -146.5231 | 150.1607 | -40.0312 | -146.4719 | 150.1703
Line12_13_15 | 0 | 0 | 0 | 0 | 0 | 0 | 0 | 0 | 0 | 0 | 0 | 0 | 1.3231e-08 | 1.8486e-07 | -1.7358e-07 | -8.6068e-09 | -1.2761e-07 | 1.117e-07 | 1.5006e-08 | -2.9483e-07 | -2.8583e-07 | -1.021e-08 | 1.9407e-07 | 1.9324e-07 | 0 | 0 | 0 | 0 | 0 | 0 |  | 0.091819 | 1.597 | 1.5347 | 0.091819 | 1.597 | 1.5347 | -40.0312 | -146.4719 | 150.1703 | -40.0312 | -146.4719 | 150.1703
Line13_13_14 | 0.025209 | 0.024884 | 0.024823 | 0.025209 | 0.024884 | 0.024823 | 0.0058218 | 0.0057467 | 0.0057326 | 0.0058219 | 0.0057468 | 0.0057327 | -0.00037175 | -0.0045307 | 0.0048976 | 0.00037791 | 0.0045367 | -0.0048918 | -0.00038412 | 0.0079814 | 0.0073085 | 0.00039054 | -0.0079753 | -0.0073025 | 94.0314 | 93.9462 | 93.9973 | -85.9686 | -86.0538 | -86.0027 |  | 0.091819 | 1.597 | 1.5347 | 0.093346 | 1.5966 | 1.5332 | -40.0312 | -146.4719 | 150.1703 | -40.0268 | -146.4207 | 150.1799
Line14_15_16 | 0 | 0 | 0 | 0 | 0 | 0 | 0 | 0 | 0 | 0 | 0 | 0 | 8.8208e-09 | 1.2324e-07 | -1.1572e-07 | -4.1964e-09 | -6.5993e-08 | 5.3845e-08 | 1.0004e-08 | -1.9655e-07 | -1.9055e-07 | -5.2078e-09 | 9.5796e-08 | 9.7963e-08 | 0 | 0 | 0 | 0 | 0 | 0 |  | 0.091819 | 1.597 | 1.5347 | 0.091819 | 1.597 | 1.5347 | -40.0312 | -146.4719 | 150.1703 | -40.0312 | -146.4719 | 150.1703
Line15_16_17 | 0 | 0 | 0 | 0 | 0 | 0 | 0 | 0 | 0 | 0 | 0 | 0 | 4.4104e-09 | 6.1621e-08 | -5.7859e-08 | 2.1398e-10 | -4.3721e-09 | -4.0143e-09 | 5.0021e-09 | -9.8276e-08 | -9.5277e-08 | -2.0572e-10 | -2.4798e-09 | 2.6867e-09 | 0 | 0 | 0 | 0 | 0 | 0 |  | 0.091819 | 1.597 | 1.5347 | 0.091819 | 1.597 | 1.5347 | -40.0312 | -146.4719 | 150.1703 | -40.0312 | -146.4719 | 150.1703
Line16_4_18 | 0 | 0 | 0 | 0 | 0 | 0 | 0 | 0 | 0 | 0 | 0 | 0 | 4.191e-09 | 6.199e-08 | -5.7947e-08 | 2.0472e-10 | -4.3898e-09 | -4.0491e-09 | 4.7843e-09 | -9.8669e-08 | -9.6085e-08 | -1.9555e-10 | -2.4951e-09 | 2.692e-09 | 0 | 0 | 0 | 0 | 0 | 0 |  | 0.087245 | 1.5983 | 1.5391 | 0.087245 | 1.5983 | 1.5391 | -40.0502 | -146.625 | 150.1419 | -40.0502 | -146.625 | 150.1419
Line17_5_19 | 0 | 0 | 0 | 0 | 0 | 0 | 0 | 0 | 0 | 0 | 0 | 0 | 4.1168e-09 | 6.2114e-08 | -5.7976e-08 | 2.016e-10 | -4.3957e-09 | -4.0608e-09 | 4.7109e-09 | -9.88e-08 | -9.6356e-08 | -1.9211e-10 | -2.5002e-09 | 2.6938e-09 | 0 | 0 | 0 | 0 | 0 | 0 |  | 0.08571 | 1.5987 | 1.5405 | 0.08571 | 1.5987 | 1.5405 | -40.0505 | -146.6765 | 150.132 | -40.0505 | -146.6765 | 150.132
Line1_1_3 | 0.025207 | 0.024882 | 0.024821 | 0.025207 | 0.024882 | 0.024821 | 0.0058213 | 0.0057462 | 0.0057321 | 0.0058214 | 0.0057463 | 0.0057322 | -0.00034711 | -0.0045066 | 0.0049207 | 0.00035326 | 0.0045126 | -0.0049149 | -0.00035841 | 0.0080054 | 0.0073323 | 0.00036483 | -0.0079993 | -0.0073263 | 94.0316 | 93.9464 | 93.9975 | -85.9684 | -86.0536 | -86.0025 |  | 0.08571 | 1.5987 | 1.5405 | 0.087237 | 1.5983 | 1.5391 | -40.0505 | -146.6765 | 150.132 | -40.0454 | -146.6254 | 150.1416
Line2_1_4 | 0.025335 | 0.025009 | 0.024947 | 0.025336 | 0.025009 | 0.024947 | 0.0058509 | 0.0057755 | 0.0057612 | 0.005851 | 0.0057755 | 0.0057613 | -0.00034716 | -0.0045679 | 0.0049105 | 0.00035338 | 0.004574 | -0.0049046 | -0.00036189 | 0.0080244 | 0.007393 | 0.00036838 | -0.0080182 | -0.0073869 | 93.7589 | 93.6726 | 93.7246 | -86.2411 | -86.3274 | -86.2754 |  | 0.08571 | 1.5987 | 1.5405 | 0.087245 | 1.5983 | 1.5391 | -40.0505 | -146.6765 | 150.132 | -40.0502 | -146.625 | 150.1419
Line3_1_5 | 0 | 0 | 0 | 0 | 0 | 0 | 0 | 0 | 0 | 0 | 0 | 0 | 8.2336e-09 | 1.2423e-07 | -1.1595e-07 | -3.9152e-09 | -6.6509e-08 | 5.3915e-08 | 9.4219e-09 | -1.976e-07 | -1.9271e-07 | -4.903e-09 | 9.6299e-08 | 9.905e-08 | 0 | 0 | 0 | 0 | 0 | 0 |  | 0.08571 | 1.5987 | 1.5405 | 0.08571 | 1.5987 | 1.5405 | -40.0505 | -146.6765 | 150.132 | -40.0505 | -146.6765 | 150.132
Line4_2_6 | 0.20017 | 0.024947 | 0.024768 | 0.20017 | 0.024947 | 0.024769 | 0.046227 | 0.0057613 | 0.00572 | 0.046227 | 0.0057613 | 0.0057201 | 0.0020734 | -0.0046038 | 0.0048884 | -0.0014005 | 0.0046278 | -0.0048647 | 0.0021549 | 0.0079663 | 0.007291 | -0.0014539 | -0.0079414 | -0.0072664 | -86.1693 | 93.506 | 94.0117 | 93.8307 | -86.494 | -85.9883 |  | 0.06469 | 1.597 | 1.5346 | 0.04367 | 1.5954 | 1.5287 | -40.0658 | -146.4699 | 150.1709 | -40.0957 | -146.2629 | 150.2101
Line5_6_7 | 0.20017 | 0.024947 | 0.024769 | 0.20017 | 0.024948 | 0.024769 | 0.046227 | 0.0057613 | 0.0057201 | 0.046227 | 0.0057614 | 0.0057202 | 0.0014005 | -0.0046278 | 0.0048647 | -0.00072749 | 0.0046517 | -0.004841 | 0.0014539 | 0.0079414 | 0.0072664 | -0.00075302 | -0.0079164 | -0.0072419 | -86.1692 | 93.506 | 94.0116 | 93.8308 | -86.494 | -85.9884 |  | 0.04367 | 1.5954 | 1.5287 | 0.02265 | 1.5937 | 1.5229 | -40.0957 | -146.2629 | 150.2101 | -40.1812 | -146.0555 | 150.2497
Line6_7_8 | 0.2264 | 0 | 0 | 0.2264 | 0 | 0 | 0.052286 | 0 | 0 | 0.052285 | 0 | 0 | 0.00082013 | 1.9377e-07 | -1.7084e-07 | 3.9763e-15 | -1.3412e-07 | 1.0953e-07 | 0.0008543 | -2.9523e-07 | -2.9099e-07 | 4.7927e-16 | 1.9395e-07 | 1.9635e-07 | -86.3504 | 0 | 0 | 93.6496 | 0 | 0 |  | 0.02265 | 1.5937 | 1.5229 | 0 | 1.5925 | 1.5184 | -40.1812 | -146.0555 | 150.2497 | 0 | -145.8987 | 150.2806
Line7_8_9 | 0 | 0 | 0 | 0 | 0 | 0 | 0 | 0 | 0 | 0 | 0 | 0 | -5.5525e-21 | 6.4905e-08 | -5.671e-08 | -2.2818e-17 | -4.3085e-09 | -3.8861e-09 | -9.9797e-22 | -9.8185e-08 | -9.6839e-08 | 2.4149e-17 | -2.4229e-09 | 2.6669e-09 | 0 | 0 | 0 | 0 | 0 | 0 |  | 0 | 1.5925 | 1.5184 | 0 | 1.5925 | 1.5184 | 0 | -145.8987 | 150.2806 | 0 | -145.8987 | 150.2806
Line8_8_10 | 0 | 0 | 0 | 0 | 0 | 0 | 0 | 0 | 0 | 0 | 0 | 0 | -5.5525e-21 | 6.4905e-08 | -5.671e-08 | -2.2818e-17 | -4.3085e-09 | -3.8861e-09 | -9.9797e-22 | -9.8185e-08 | -9.6839e-08 | 2.4149e-17 | -2.4229e-09 | 2.6669e-09 | 0 | 0 | 0 | 0 | 0 | 0 |  | 0 | 1.5925 | 1.5184 | 0 | 1.5925 | 1.5184 | 0 | -145.8987 | 150.2806 | 0 | -145.8987 | 150.2806
Line9_3_11 | 0.025207 | 0.024882 | 0.024821 | 0.025208 | 0.024882 | 0.024821 | 0.0058214 | 0.0057463 | 0.0057322 | 0.0058214 | 0.0057464 | 0.0057322 | -0.00035326 | -0.0045126 | 0.0049149 | 0.00035942 | 0.0045186 | -0.0049091 | -0.00036483 | 0.0079993 | 0.0073263 | 0.00037126 | -0.0079932 | -0.0073203 | 94.0316 | 93.9464 | 93.9975 | -85.9684 | -86.0536 | -86.0025 |  | 0.087237 | 1.5983 | 1.5391 | 0.088764 | 1.5979 | 1.5376 | -40.0454 | -146.6254 | 150.1416 | -40.0405 | -146.5743 | 150.1511

## LG_min_10
name | pf_ikss_a_from_ka | pf_ikss_b_from_ka | pf_ikss_c_from_ka | pf_ikss_a_to_ka | pf_ikss_b_to_ka | pf_ikss_c_to_ka | pf_skss_a_from_mw | pf_skss_b_from_mw | pf_skss_c_from_mw | pf_skss_a_to_mw | pf_skss_b_to_mw | pf_skss_c_to_mw | pf_p_a_from_mw | pf_p_b_from_mw | pf_p_c_from_mw | pf_p_a_to_mw | pf_p_b_to_mw | pf_p_c_to_mw | pf_q_a_from_mvar | pf_q_b_from_mvar | pf_q_c_from_mvar | pf_q_a_to_mvar | pf_q_b_to_mvar | pf_q_c_to_mvar | pf_ikss_a_from_degree | pf_ikss_b_from_degree | pf_ikss_c_from_degree | pf_ikss_a_to_degree | pf_ikss_b_to_degree | pf_ikss_c_to_degree | 3xI0 | pf_vm_a_from_pu | pf_vm_b_from_pu | pf_vm_c_from_pu | pf_vm_a_to_pu | pf_vm_b_to_pu | pf_vm_c_to_pu | pf_va_a_from_degree | pf_va_b_from_degree | pf_va_c_from_degree | pf_va_a_to_degree | pf_va_b_to_degree | pf_va_c_to_degree
Line0_1_2 | 0.18964 | 0.023634 | 0.023464 | 0.18963 | 0.023634 | 0.023465 | 0.043794 | 0.005458 | 0.0054189 | 0.043794 | 0.005458 | 0.005419 | 0.0024649 | -0.0041105 | 0.0044086 | -0.0018609 | 0.004132 | -0.0043874 | 0.0025631 | 0.0071722 | 0.0065658 | -0.001934 | -0.0071498 | -0.0065437 | -86.1693 | 93.506 | 94.0117 | 93.8307 | -86.494 | -85.9883 |  | 0.081199 | 1.5146 | 1.4594 | 0.061285 | 1.513 | 1.4539 | -40.0505 | -146.6765 | 150.132 | -40.0658 | -146.4699 | 150.1709
Line10_11_12 | 0.023881 | 0.023573 | 0.023515 | 0.023881 | 0.023573 | 0.023515 | 0.005515 | 0.0054439 | 0.0054305 | 0.0055151 | 0.005444 | 0.0054306 | -0.00032258 | -0.0040554 | 0.0044059 | 0.00032811 | 0.0040608 | -0.0044007 | -0.00033321 | 0.007174 | 0.00657 | 0.00033897 | -0.0071685 | -0.0065646 | 94.0316 | 93.9464 | 93.9974 | -85.9685 | -86.0536 | -86.0026 |  | 0.084092 | 1.5138 | 1.4567 | 0.085539 | 1.5134 | 1.4553 | -40.0405 | -146.5743 | 150.1511 | -40.0358 | -146.5231 | 150.1607
Line11_12_13 | 0.023881 | 0.023573 | 0.023515 | 0.023881 | 0.023573 | 0.023516 | 0.0055151 | 0.005444 | 0.0054306 | 0.0055152 | 0.0054441 | 0.0054307 | -0.00032811 | -0.0040608 | 0.0044007 | 0.00033364 | 0.0040662 | -0.0043955 | -0.00033897 | 0.0071685 | 0.0065646 | 0.00034473 | -0.0071631 | -0.0065592 | 94.0315 | 93.9463 | 93.9974 | -85.9685 | -86.0537 | -86.0026 |  | 0.085539 | 1.5134 | 1.4553 | 0.086986 | 1.513 | 1.4539 | -40.0358 | -146.5231 | 150.1607 | -40.0312 | -146.4719 | 150.1703
Line12_13_15 | 0 | 0 | 0 | 0 | 0 | 0 | 0 | 0 | 0 | 0 | 0 | 0 | 1.1875e-08 | 1.6592e-07 | -1.5579e-07 | -7.7247e-09 | -1.1453e-07 | 1.0025e-07 | 1.3468e-08 | -2.6461e-07 | -2.5653e-07 | -9.1634e-09 | 1.7418e-07 | 1.7343e-07 | 0 | 0 | 0 | 0 | 0 | 0 |  | 0.086986 | 1.513 | 1.4539 | 0.086986 | 1.513 | 1.4539 | -40.0312 | -146.4719 | 150.1703 | -40.0312 | -146.4719 | 150.1703
Line13_13_14 | 0.023882 | 0.023574 | 0.023516 | 0.023883 | 0.023575 | 0.023517 | 0.0055154 | 0.0054443 | 0.0054309 | 0.0055155 | 0.0054443 | 0.005431 | -0.00033365 | -0.0040664 | 0.0043956 | 0.00033918 | 0.0040717 | -0.0043904 | -0.00034475 | 0.0071634 | 0.0065594 | 0.00035051 | -0.0071579 | -0.006554 | 94.0314 | 93.9462 | 93.9973 | -85.9686 | -86.0538 | -86.0027 |  | 0.086986 | 1.513 | 1.4539 | 0.088433 | 1.5126 | 1.4525 | -40.0312 | -146.4719 | 150.1703 | -40.0268 | -146.4207 | 150.1799
Line14_15_16 | 0 | 0 | 0 | 0 | 0 | 0 | 0 | 0 | 0 | 0 | 0 | 0 | 7.9168e-09 | 1.1061e-07 | -1.0386e-07 | -3.7663e-09 | -5.9229e-08 | 4.8326e-08 | 8.9788e-09 | -1.7641e-07 | -1.7102e-07 | -4.674e-09 | 8.5978e-08 | 8.7923e-08 | 0 | 0 | 0 | 0 | 0 | 0 |  | 0.086986 | 1.513 | 1.4539 | 0.086986 | 1.513 | 1.4539 | -40.0312 | -146.4719 | 150.1703 | -40.0312 | -146.4719 | 150.1703
Line15_16_17 | 0 | 0 | 0 | 0 | 0 | 0 | 0 | 0 | 0 | 0 | 0 | 0 | 3.9584e-09 | 5.5305e-08 | -5.1929e-08 | 1.9205e-10 | -3.924e-09 | -3.6029e-09 | 4.4894e-09 | -8.8203e-08 | -8.5511e-08 | -1.8463e-10 | -2.2256e-09 | 2.4113e-09 | 0 | 0 | 0 | 0 | 0 | 0 |  | 0.086986 | 1.513 | 1.4539 | 0.086986 | 1.513 | 1.4539 | -40.0312 | -146.4719 | 150.1703 | -40.0312 | -146.4719 | 150.1703
Line16_4_18 | 0 | 0 | 0 | 0 | 0 | 0 | 0 | 0 | 0 | 0 | 0 | 0 | 3.7614e-09 | 5.5637e-08 | -5.2008e-08 | 1.8374e-10 | -3.9399e-09 | -3.6341e-09 | 4.294e-09 | -8.8556e-08 | -8.6237e-08 | -1.7551e-10 | -2.2393e-09 | 2.4161e-09 | 0 | 0 | 0 | 0 | 0 | 0 |  | 0.082653 | 1.5142 | 1.4581 | 0.082653 | 1.5142 | 1.4581 | -40.0502 | -146.625 | 150.1419 | -40.0502 | -146.625 | 150.1419
Line17_5_19 | 0 | 0 | 0 | 0 | 0 | 0 | 0 | 0 | 0 | 0 | 0 | 0 | 3.6948e-09 | 5.5748e-08 | -5.2034e-08 | 1.8094e-10 | -3.9452e-09 | -3.6446e-09 | 4.2281e-09 | -8.8673e-08 | -8.648e-08 | -1.7242e-10 | -2.2439e-09 | 2.4177e-09 | 0 | 0 | 0 | 0 | 0 | 0 |  | 0.081199 | 1.5146 | 1.4594 | 0.081199 | 1.5146 | 1.4594 | -40.0505 | -146.6765 | 150.132 | -40.0505 | -146.6765 | 150.132
Line1_1_3 | 0.02388 | 0.023572 | 0.023514 | 0.023881 | 0.023573 | 0.023515 | 0.0055149 | 0.0054438 | 0.0054304 | 0.005515 | 0.0054439 | 0.0054305 | -0.00031153 | -0.0040447 | 0.0044164 | 0.00031706 | 0.0040501 | -0.0044111 | -0.00032168 | 0.0071849 | 0.0065808 | 0.00032744 | -0.0071794 | -0.0065754 | 94.0316 | 93.9464 | 93.9975 | -85.9684 | -86.0536 | -86.0025 |  | 0.081199 | 1.5146 | 1.4594 | 0.082646 | 1.5142 | 1.4581 | -40.0505 | -146.6765 | 150.132 | -40.0454 | -146.6254 | 150.1416
Line2_1_4 | 0.024002 | 0.023692 | 0.023634 | 0.024002 | 0.023693 | 0.023634 | 0.005543 | 0.0054715 | 0.005458 | 0.0055431 | 0.0054716 | 0.005458 | -0.00031158 | -0.0040997 | 0.0044072 | 0.00031716 | 0.0041052 | -0.004402 | -0.0003248 | 0.0072019 | 0.0066353 | 0.00033062 | -0.0071964 | -0.0066298 | 93.7589 | 93.6726 | 93.7246 | -86.2411 | -86.3274 | -86.2754 |  | 0.081199 | 1.5146 | 1.4594 | 0.082653 | 1.5142 | 1.4581 | -40.0505 | -146.6765 | 150.132 | -40.0502 | -146.625 | 150.1419
Line3_1_5 | 0 | 0 | 0 | 0 | 0 | 0 | 0 | 0 | 0 | 0 | 0 | 0 | 7.3897e-09 | 1.115e-07 | -1.0407e-07 | -3.5139e-09 | -5.9693e-08 | 4.8389e-08 | 8.4562e-09 | -1.7735e-07 | -1.7296e-07 | -4.4005e-09 | 8.6429e-08 | 8.8898e-08 | 0 | 0 | 0 | 0 | 0 | 0 |  | 0.081199 | 1.5146 | 1.4594 | 0.081199 | 1.5146 | 1.4594 | -40.0505 | -146.6765 | 150.132 | -40.0505 | -146.6765 | 150.132
Line4_2_6 | 0.18963 | 0.023634 | 0.023465 | 0.18963 | 0.023634 | 0.023465 | 0.043794 | 0.005458 | 0.005419 | 0.043794 | 0.0054581 | 0.005419 | 0.0018609 | -0.004132 | 0.0043874 | -0.0012569 | 0.0041534 | -0.0043661 | 0.001934 | 0.0071498 | 0.0065437 | -0.0013049 | -0.0071274 | -0.0065217 | -86.1693 | 93.506 | 94.0117 | 93.8307 | -86.494 | -85.9883 |  | 0.061285 | 1.513 | 1.4539 | 0.041371 | 1.5114 | 1.4483 | -40.0658 | -146.4699 | 150.1709 | -40.0957 | -146.2629 | 150.2101
Line5_6_7 | 0.18963 | 0.023634 | 0.023465 | 0.18963 | 0.023635 | 0.023465 | 0.043794 | 0.0054581 | 0.005419 | 0.043794 | 0.0054582 | 0.0054191 | 0.0012569 | -0.0041534 | 0.0043661 | -0.00065292 | 0.0041749 | -0.0043449 | 0.0013049 | 0.0071274 | 0.0065217 | -0.00067584 | -0.0071051 | -0.0064996 | -86.1692 | 93.506 | 94.0116 | 93.8308 | -86.494 | -85.9884 |  | 0.041371 | 1.5114 | 1.4483 | 0.021458 | 1.5098 | 1.4427 | -40.0957 | -146.2629 | 150.2101 | -40.1812 | -146.0555 | 150.2497
Line6_7_8 | 0.21449 | 0 | 0 | 0.21449 | 0 | 0 | 0.049534 | 0 | 0 | 0.049534 | 0 | 0 | 0.00073607 | 1.7391e-07 | -1.5333e-07 | 3.571e-15 | -1.2037e-07 | 9.8308e-08 | 0.00076674 | -2.6497e-07 | -2.6117e-07 | 4.5002e-16 | 1.7407e-07 | 1.7622e-07 | -86.3504 | 0 | 0 | 93.6496 | 0 | 0 |  | 0.021458 | 1.5098 | 1.4427 | 0 | 1.5087 | 1.4385 | -40.1812 | -146.0555 | 150.2497 | 0 | -145.8987 | 150.2806
Line7_8_9 | 0 | 0 | 0 | 0 | 0 | 0 | 0 | 0 | 0 | 0 | 0 | 0 | -4.985e-21 | 5.8253e-08 | -5.0898e-08 | -2.0479e-17 | -3.8669e-09 | -3.4878e-09 | -9.2381e-22 | -8.8121e-08 | -8.6914e-08 | 2.1674e-17 | -2.1745e-09 | 2.3936e-09 | 0 | 0 | 0 | 0 | 0 | 0 |  | 0 | 1.5087 | 1.4385 | 0 | 1.5087 | 1.4385 | 0 | -145.8987 | 150.2806 | 0 | -145.8987 | 150.2806
Line8_8_10 | 0 | 0 | 0 | 0 | 0 | 0 | 0 | 0 | 0 | 0 | 0 | 0 | -4.985e-21 | 5.8253e-08 | -5.0898e-08 | -2.0479e-17 | -3.8669e-09 | -3.4878e-09 | -9.2381e-22 | -8.8121e-08 | -8.6914e-08 | 2.1674e-17 | -2.1745e-09 | 2.3936e-09 | 0 | 0 | 0 | 0 | 0 | 0 |  | 0 | 1.5087 | 1.4385 | 0 | 1.5087 | 1.4385 | 0 | -145.8987 | 150.2806 | 0 | -145.8987 | 150.2806
Line9_3_11 | 0.023881 | 0.023573 | 0.023515 | 0.023881 | 0.023573 | 0.023515 | 0.005515 | 0.0054439 | 0.0054305 | 0.005515 | 0.0054439 | 0.0054305 | -0.00031706 | -0.0040501 | 0.0044111 | 0.00032258 | 0.0040554 | -0.0044059 | -0.00032744 | 0.0071794 | 0.0065754 | 0.00033321 | -0.007174 | -0.00657 | 94.0316 | 93.9464 | 93.9975 | -85.9684 | -86.0536 | -86.0025 |  | 0.082646 | 1.5142 | 1.4581 | 0.084092 | 1.5138 | 1.4567 | -40.0454 | -146.6254 | 150.1416 | -40.0405 | -146.5743 | 150.1511

## LG_min_fault_6
name | pf_ikss_a_from_ka | pf_ikss_b_from_ka | pf_ikss_c_from_ka | pf_ikss_a_to_ka | pf_ikss_b_to_ka | pf_ikss_c_to_ka | pf_skss_a_from_mw | pf_skss_b_from_mw | pf_skss_c_from_mw | pf_skss_a_to_mw | pf_skss_b_to_mw | pf_skss_c_to_mw | pf_p_a_from_mw | pf_p_b_from_mw | pf_p_c_from_mw | pf_p_a_to_mw | pf_p_b_to_mw | pf_p_c_to_mw | pf_q_a_from_mvar | pf_q_b_from_mvar | pf_q_c_from_mvar | pf_q_a_to_mvar | pf_q_b_to_mvar | pf_q_c_to_mvar | pf_ikss_a_from_degree | pf_ikss_b_from_degree | pf_ikss_c_from_degree | pf_ikss_a_to_degree | pf_ikss_b_to_degree | pf_ikss_c_to_degree | 3xI0 | pf_vm_a_from_pu | pf_vm_b_from_pu | pf_vm_c_from_pu | pf_vm_a_to_pu | pf_vm_b_to_pu | pf_vm_c_to_pu | pf_va_a_from_degree | pf_va_b_from_degree | pf_va_c_from_degree | pf_va_a_to_degree | pf_va_b_to_degree | pf_va_c_to_degree
Line0_1_2 | 0.02479 | 0.0030895 | 0.0030674 | 0.02479 | 0.0030895 | 0.0030674 | 0.0057249 | 0.00071348 | 0.00070837 | 0.0057249 | 0.00071349 | 0.00070838 | 0.0035284 | -0.00023026 | 0.00066175 | -0.0035181 | 0.00023063 | -0.00066139 | 0.0035081 | 0.00071381 | -4.8906e-05 | -0.0034974 | -0.00071344 | 4.9285e-05 | -49.512 | 130.1633 | 130.6689 | 130.488 | -49.8367 | -49.3311 |  | 0.86911 | 1.0512 | 0.93672 | 0.86651 | 1.0509 | 0.93625 | -4.6772 | -121.9584 | 126.4422 | -4.6812 | -121.9228 | 126.4073
Line10_11_12 | 0.0031218 | 0.0030815 | 0.003074 | 0.0031218 | 0.0030816 | 0.003074 | 0.00072094 | 0.00071165 | 0.0007099 | 0.00072095 | 0.00071166 | 0.00070991 | -0.00044607 | -0.00022437 | 0.000663 | 0.00044617 | 0.00022446 | -0.00066292 | -0.00044042 | 0.00071353 | -4.9034e-05 | 0.00044052 | -0.00071345 | 4.9129e-05 | 130.6888 | 130.6036 | 130.6547 | -49.3112 | -49.3964 | -49.3453 |  | 0.86949 | 1.0511 | 0.93649 | 0.86968 | 1.051 | 0.93637 | -4.6765 | -121.9408 | 126.4249 | -4.6762 | -121.932 | 126.4163
Line11_12_13 | 0.0031218 | 0.0030816 | 0.003074 | 0.0031219 | 0.0030816 | 0.003074 | 0.00072095 | 0.00071166 | 0.00070991 | 0.00072096 | 0.00071167 | 0.00070992 | -0.00044617 | -0.00022446 | 0.00066292 | 0.00044627 | 0.00022456 | -0.00066284 | -0.00044052 | 0.00071345 | -4.9128e-05 | 0.00044062 | -0.00071336 | 4.9223e-05 | 130.6888 | 130.6036 | 130.6546 | -49.3112 | -49.3964 | -49.3454 |  | 0.86968 | 1.051 | 0.93637 | 0.86986 | 1.0509 | 0.93626 | -4.6762 | -121.932 | 126.4163 | -4.6759 | -121.9232 | 126.4076
Line12_13_15 | 0 | 0 | 0 | 0 | 0 | 0 | 0 | 0 | 0 | 0 | 0 | 0 | 1.592e-08 | 9.6898e-09 | -2.5254e-08 | -1.0368e-08 | -6.8506e-09 | 1.6863e-08 | 1.7249e-08 | -2.6651e-08 | 7.447e-10 | -1.1746e-08 | 1.7645e-08 | -1.3251e-10 | 0 | 0 | 0 | 0 | 0 | 0 |  | 0.86986 | 1.0509 | 0.93626 | 0.86986 | 1.0509 | 0.93626 | -4.6759 | -121.9232 | 126.4076 | -4.6759 | -121.9232 | 126.4076
Line13_13_14 | 0.003122 | 0.0030817 | 0.0030741 | 0.003122 | 0.0030818 | 0.0030742 | 0.00072099 | 0.00071169 | 0.00070994 | 0.000721 | 0.0007117 | 0.00070995 | -0.00044628 | -0.00022457 | 0.00066286 | 0.00044638 | 0.00022466 | -0.00066278 | -0.00044064 | 0.00071339 | -4.9223e-05 | 0.00044075 | -0.0007133 | 4.9318e-05 | 130.6886 | 130.6034 | 130.6545 | -49.3114 | -49.3966 | -49.3455 |  | 0.86986 | 1.0509 | 0.93626 | 0.87005 | 1.0508 | 0.93614 | -4.6759 | -121.9232 | 126.4076 | -4.6755 | -121.9144 | 126.3989
Line14_15_16 | 0 | 0 | 0 | 0 | 0 | 0 | 0 | 0 | 0 | 0 | 0 | 0 | 1.0613e-08 | 6.4598e-09 | -1.6836e-08 | -5.061e-09 | -3.6207e-09 | 8.4448e-09 | 1.1499e-08 | -1.7768e-08 | 4.9647e-10 | -5.9966e-09 | 8.7609e-09 | 1.1573e-10 | 0 | 0 | 0 | 0 | 0 | 0 |  | 0.86986 | 1.0509 | 0.93626 | 0.86986 | 1.0509 | 0.93626 | -4.6759 | -121.9232 | 126.4076 | -4.6759 | -121.9232 | 126.4076
Line15_16_17 | 0 | 0 | 0 | 0 | 0 | 0 | 0 | 0 | 0 | 0 | 0 | 0 | 5.3065e-09 | 3.2299e-09 | -8.418e-09 | 2.4551e-10 | -3.9075e-10 | 2.6811e-11 | 5.7496e-09 | -8.8838e-09 | 2.4823e-10 | -2.47e-10 | -1.2285e-10 | 3.6396e-10 | 0 | 0 | 0 | 0 | 0 | 0 |  | 0.86986 | 1.0509 | 0.93626 | 0.86986 | 1.0509 | 0.93626 | -4.6759 | -121.9232 | 126.4076 | -4.6759 | -121.9232 | 126.4076
Line16_4_18 | 0 | 0 | 0 | 0 | 0 | 0 | 0 | 0 | 0 | 0 | 0 | 0 | 5.3025e-09 | 3.2705e-09 | -8.4537e-09 | 2.4715e-10 | -3.9193e-10 | 2.5456e-11 | 5.7863e-09 | -8.9093e-09 | 2.153e-10 | -2.469e-10 | -1.2456e-10 | 3.6557e-10 | 0 | 0 | 0 | 0 | 0 | 0 |  | 0.8693 | 1.0511 | 0.9366 | 0.8693 | 1.0511 | 0.9366 | -4.6769 | -121.9496 | 126.4335 | -4.6769 | -121.9496 | 126.4335
Line17_5_19 | 0 | 0 | 0 | 0 | 0 | 0 | 0 | 0 | 0 | 0 | 0 | 0 | 5.3011e-09 | 3.2842e-09 | -8.4657e-09 | 2.477e-10 | -3.9232e-10 | 2.4998e-11 | 5.7986e-09 | -8.9177e-09 | 2.0417e-10 | -2.4686e-10 | -1.2514e-10 | 3.661e-10 | 0 | 0 | 0 | 0 | 0 | 0 |  | 0.86911 | 1.0512 | 0.93672 | 0.86911 | 1.0512 | 0.93672 | -4.6772 | -121.9584 | 126.4422 | -4.6772 | -121.9584 | 126.4422
Line1_1_3 | 0.0031217 | 0.0030814 | 0.0030739 | 0.0031217 | 0.0030815 | 0.0030739 | 0.00072093 | 0.00071163 | 0.00070988 | 0.00072094 | 0.00071164 | 0.00070989 | -0.00044587 | -0.00022418 | 0.00066316 | 0.00044597 | 0.00022427 | -0.00066308 | -0.00044021 | 0.00071371 | -4.8846e-05 | 0.00044031 | -0.00071362 | 4.894e-05 | 130.6889 | 130.6037 | 130.6547 | -49.3111 | -49.3963 | -49.3453 |  | 0.86911 | 1.0512 | 0.93672 | 0.8693 | 1.0511 | 0.93661 | -4.6772 | -121.9584 | 126.4422 | -4.6769 | -121.9496 | 126.4335
Line2_1_4 | 0.0031376 | 0.0030971 | 0.0030895 | 0.0031376 | 0.0030972 | 0.0030895 | 0.0007246 | 0.00071525 | 0.00071348 | 0.00072461 | 0.00071526 | 0.00071349 | -0.00044603 | -0.00022875 | 0.00066676 | 0.00044613 | 0.00022884 | -0.00066667 | -0.00044458 | 0.00071625 | -4.5918e-05 | 0.00044468 | -0.00071617 | 4.6014e-05 | 130.4162 | 130.3299 | 130.3818 | -49.5838 | -49.6701 | -49.6182 |  | 0.86911 | 1.0512 | 0.93672 | 0.8693 | 1.0511 | 0.9366 | -4.6772 | -121.9584 | 126.4422 | -4.6769 | -121.9496 | 126.4335
Line3_1_5 | 0 | 0 | 0 | 0 | 0 | 0 | 0 | 0 | 0 | 0 | 0 | 0 | 1.0602e-08 | 6.5684e-09 | -1.6931e-08 | -5.0534e-09 | -3.6765e-09 | 8.4907e-09 | 1.1597e-08 | -1.7835e-08 | 4.0835e-10 | -6.0455e-09 | 8.7926e-09 | 1.6193e-10 | 0 | 0 | 0 | 0 | 0 | 0 |  | 0.86911 | 1.0512 | 0.93672 | 0.86911 | 1.0512 | 0.93672 | -4.6772 | -121.9584 | 126.4422 | -4.6772 | -121.9584 | 126.4422
Line4_2_6 | 0.02479 | 0.0030895 | 0.0030674 | 0.02479 | 0.0030895 | 0.0030674 | 0.0057249 | 0.00071349 | 0.00070838 | 0.0057249 | 0.0007135 | 0.00070839 | 0.0035181 | -0.00023063 | 0.00066139 | -0.0035078 | 0.000231 | -0.00066104 | 0.0034974 | 0.00071344 | -4.9285e-05 | -0.0034866 | -0.00071306 | 4.9663e-05 | -49.512 | 130.1632 | 130.6689 | 130.488 | -49.8368 | -49.3311 |  | 0.86651 | 1.0509 | 0.93625 | 0.8639 | 1.0505 | 0.93578 | -4.6812 | -121.9228 | 126.4073 | -4.6852 | -121.8871 | 126.3723
Line5_6_7 | 0.02479 | 0.0030895 | 0.0030674 | 0.02479 | 0.0030896 | 0.0030675 | 0.0057249 | 0.0007135 | 0.00070839 | 0.0057249 | 0.00071351 | 0.0007084 | 0.0035078 | -0.000231 | 0.00066104 | -0.0034974 | 0.00023137 | -0.00066068 | 0.0034866 | 0.00071306 | -4.9663e-05 | -0.0034758 | -0.00071269 | 5.0042e-05 | -49.512 | 130.1632 | 130.6689 | 130.488 | -49.8368 | -49.3311 |  | 0.8639 | 1.0505 | 0.93578 | 0.8613 | 1.0502 | 0.93531 | -4.6852 | -121.8871 | 126.3723 | -4.6893 | -121.8514 | 126.3374
Line6_7_8 | 0.028038 | 0 | 0 | 0.028038 | 0 | 0 | 0.0064752 | 0 | 0 | 0.0064752 | 0 | 0 | 0.0039433 | 1.0245e-08 | -2.5662e-08 | -0.0039308 | -7.2378e-09 | 1.7145e-08 | 0.0039439 | -2.6936e-08 | 4.4182e-10 | -0.0039308 | 1.7841e-08 | 6.5065e-11 | -49.6931 | 0 | 0 | 130.3069 | 0 | 0 |  | 0.8613 | 1.0502 | 0.93531 | 0.8585 | 1.0499 | 0.93495 | -4.6893 | -121.8514 | 126.3374 | -4.6931 | -121.8245 | 126.311
Line7_8_9 | 0 | 0 | 0 | 0 | 0 | 0 | 0 | 0 | 0 | 0 | 0 | 0 | 5.2073e-09 | 3.4257e-09 | -8.5564e-09 | 2.7801e-10 | -3.8643e-10 | 3.1872e-11 | 5.8479e-09 | -8.9786e-09 | 1.4647e-10 | -2.4467e-10 | -1.1644e-10 | 3.58e-10 | 0 | 0 | 0 | 0 | 0 | 0 |  | 0.8585 | 1.0499 | 0.93495 | 0.8585 | 1.0499 | 0.93495 | -4.6931 | -121.8245 | 126.311 | -4.6931 | -121.8245 | 126.311
Line8_8_10 | 0 | 0 | 0 | 0 | 0 | 0 | 0 | 0 | 0 | 0 | 0 | 0 | 5.2073e-09 | 3.4257e-09 | -8.5564e-09 | 2.7801e-10 | -3.8643e-10 | 3.1872e-11 | 5.8479e-09 | -8.9786e-09 | 1.4647e-10 | -2.4467e-10 | -1.1644e-10 | 3.58e-10 | 0 | 0 | 0 | 0 | 0 | 0 |  | 0.8585 | 1.0499 | 0.93495 | 0.8585 | 1.0499 | 0.93495 | -4.6931 | -121.8245 | 126.311 | -4.6931 | -121.8245 | 126.311
Line9_3_11 | 0.0031217 | 0.0030815 | 0.0030739 | 0.0031218 | 0.0030815 | 0.003074 | 0.00072094 | 0.00071164 | 0.00070989 | 0.00072094 | 0.00071165 | 0.0007099 | -0.00044597 | -0.00022427 | 0.00066308 | 0.00044607 | 0.00022437 | -0.000663 | -0.00044031 | 0.00071362 | -4.894e-05 | 0.00044042 | -0.00071353 | 4.9035e-05 | 130.6888 | 130.6036 | 130.6547 | -49.3112 | -49.3964 | -49.3453 |  | 0.8693 | 1.0511 | 0.93661 | 0.86949 | 1.0511 | 0.93649 | -4.6769 | -121.9496 | 126.4335 | -4.6765 | -121.9408 | 126.4249

## LG_min_fault_10
name | pf_ikss_a_from_ka | pf_ikss_b_from_ka | pf_ikss_c_from_ka | pf_ikss_a_to_ka | pf_ikss_b_to_ka | pf_ikss_c_to_ka | pf_skss_a_from_mw | pf_skss_b_from_mw | pf_skss_c_from_mw | pf_skss_a_to_mw | pf_skss_b_to_mw | pf_skss_c_to_mw | pf_p_a_from_mw | pf_p_b_from_mw | pf_p_c_from_mw | pf_p_a_to_mw | pf_p_b_to_mw | pf_p_c_to_mw | pf_q_a_from_mvar | pf_q_b_from_mvar | pf_q_c_from_mvar | pf_q_a_to_mvar | pf_q_b_to_mvar | pf_q_c_to_mvar | pf_ikss_a_from_degree | pf_ikss_b_from_degree | pf_ikss_c_from_degree | pf_ikss_a_to_degree | pf_ikss_b_to_degree | pf_ikss_c_to_degree | 3xI0 | pf_vm_a_from_pu | pf_vm_b_from_pu | pf_vm_c_from_pu | pf_vm_a_to_pu | pf_vm_b_to_pu | pf_vm_c_to_pu | pf_va_a_from_degree | pf_va_b_from_degree | pf_va_c_from_degree | pf_va_a_to_degree | pf_va_b_to_degree | pf_va_c_to_degree
Line0_1_2 | 0.023485 | 0.0029269 | 0.0029059 | 0.023485 | 0.0029269 | 0.002906 | 0.0054236 | 0.00067593 | 0.00067109 | 0.0054236 | 0.00067594 | 0.0006711 | 0.0031668 | -0.00020666 | 0.00059392 | -0.0031575 | 0.00020699 | -0.0005936 | 0.0031486 | 0.00064065 | -4.3894e-05 | -0.0031389 | -0.00064032 | 4.4234e-05 | -49.512 | 130.1633 | 130.6689 | 130.488 | -49.8367 | -49.3311 |  | 0.82337 | 0.9959 | 0.88742 | 0.8209 | 0.99556 | 0.88697 | -4.6772 | -121.9584 | 126.4422 | -4.6812 | -121.9228 | 126.4073
Line10_11_12 | 0.0029575 | 0.0029193 | 0.0029122 | 0.0029575 | 0.0029194 | 0.0029122 | 0.000683 | 0.00067419 | 0.00067254 | 0.00068301 | 0.0006742 | 0.00067254 | -0.00040035 | -0.00020137 | 0.00059505 | 0.00040044 | 0.00020146 | -0.00059498 | -0.00039528 | 0.0006404 | -4.4009e-05 | 0.00039537 | -0.00064032 | 4.4093e-05 | 130.6888 | 130.6036 | 130.6547 | -49.3112 | -49.3964 | -49.3453 |  | 0.82372 | 0.99573 | 0.8872 | 0.8239 | 0.99565 | 0.88709 | -4.6765 | -121.9408 | 126.4249 | -4.6762 | -121.932 | 126.4163
Line11_12_13 | 0.0029575 | 0.0029194 | 0.0029122 | 0.0029576 | 0.0029194 | 0.0029122 | 0.00068301 | 0.0006742 | 0.00067254 | 0.00068302 | 0.00067421 | 0.00067255 | -0.00040044 | -0.00020146 | 0.00059498 | 0.00040053 | 0.00020154 | -0.0005949 | -0.00039537 | 0.00064032 | -4.4093e-05 | 0.00039546 | -0.00064025 | 4.4178e-05 | 130.6888 | 130.6036 | 130.6546 | -49.3112 | -49.3964 | -49.3454 |  | 0.8239 | 0.99565 | 0.88709 | 0.82408 | 0.99556 | 0.88698 | -4.6762 | -121.932 | 126.4163 | -4.6759 | -121.9232 | 126.4076
Line12_13_15 | 0 | 0 | 0 | 0 | 0 | 0 | 0 | 0 | 0 | 0 | 0 | 0 | 1.4288e-08 | 8.6966e-09 | -2.2666e-08 | -9.305e-09 | -6.1485e-09 | 1.5135e-08 | 1.5481e-08 | -2.392e-08 | 6.6838e-10 | -1.0542e-08 | 1.5836e-08 | -1.1893e-10 | 0 | 0 | 0 | 0 | 0 | 0 |  | 0.82408 | 0.99556 | 0.88698 | 0.82408 | 0.99556 | 0.88698 | -4.6759 | -121.9232 | 126.4076 | -4.6759 | -121.9232 | 126.4076
Line13_13_14 | 0.0029577 | 0.0029195 | 0.0029123 | 0.0029577 | 0.0029196 | 0.0029124 | 0.00068304 | 0.00067424 | 0.00067258 | 0.00068305 | 0.00067424 | 0.00067259 | -0.00040054 | -0.00020155 | 0.00059492 | 0.00040063 | 0.00020163 | -0.00059485 | -0.00039548 | 0.00064027 | -4.4178e-05 | 0.00039557 | -0.0006402 | 4.4263e-05 | 130.6886 | 130.6034 | 130.6545 | -49.3114 | -49.3966 | -49.3455 |  | 0.82408 | 0.99556 | 0.88698 | 0.82426 | 0.99548 | 0.88687 | -4.6759 | -121.9232 | 126.4076 | -4.6755 | -121.9144 | 126.3989
Line14_15_16 | 0 | 0 | 0 | 0 | 0 | 0 | 0 | 0 | 0 | 0 | 0 | 0 | 9.5253e-09 | 5.7978e-09 | -1.511e-08 | -4.5423e-09 | -3.2496e-09 | 7.5793e-09 | 1.0321e-08 | -1.5946e-08 | 4.4558e-10 | -5.382e-09 | 7.863e-09 | 1.0387e-10 | 0 | 0 | 0 | 0 | 0 | 0 |  | 0.82408 | 0.99556 | 0.88698 | 0.82408 | 0.99556 | 0.88698 | -4.6759 | -121.9232 | 126.4076 | -4.6759 | -121.9232 | 126.4076
Line15_16_17 | 0 | 0 | 0 | 0 | 0 | 0 | 0 | 0 | 0 | 0 | 0 | 0 | 4.7627e-09 | 2.8989e-09 | -7.5552e-09 | 2.2035e-10 | -3.507e-10 | 2.4063e-11 | 5.1603e-09 | -7.9732e-09 | 2.2279e-10 | -2.2169e-10 | -1.1025e-10 | 3.2666e-10 | 0 | 0 | 0 | 0 | 0 | 0 |  | 0.82408 | 0.99556 | 0.88698 | 0.82408 | 0.99556 | 0.88698 | -4.6759 | -121.9232 | 126.4076 | -4.6759 | -121.9232 | 126.4076
Line16_4_18 | 0 | 0 | 0 | 0 | 0 | 0 | 0 | 0 | 0 | 0 | 0 | 0 | 4.759e-09 | 2.9353e-09 | -7.5873e-09 | 2.2182e-10 | -3.5176e-10 | 2.2847e-11 | 5.1932e-09 | -7.9961e-09 | 1.9323e-10 | -2.2159e-10 | -1.1179e-10 | 3.281e-10 | 0 | 0 | 0 | 0 | 0 | 0 |  | 0.82355 | 0.99582 | 0.88731 | 0.82355 | 0.99582 | 0.88731 | -4.6769 | -121.9496 | 126.4335 | -4.6769 | -121.9496 | 126.4335
Line17_5_19 | 0 | 0 | 0 | 0 | 0 | 0 | 0 | 0 | 0 | 0 | 0 | 0 | 4.7577e-09 | 2.9476e-09 | -7.598e-09 | 2.2231e-10 | -3.5211e-10 | 2.2436e-11 | 5.2043e-09 | -8.0037e-09 | 1.8325e-10 | -2.2156e-10 | -1.1231e-10 | 3.2858e-10 | 0 | 0 | 0 | 0 | 0 | 0 |  | 0.82337 | 0.9959 | 0.88742 | 0.82337 | 0.9959 | 0.88742 | -4.6772 | -121.9584 | 126.4422 | -4.6772 | -121.9584 | 126.4422
Line1_1_3 | 0.0029574 | 0.0029193 | 0.0029121 | 0.0029574 | 0.0029193 | 0.0029121 | 0.00068298 | 0.00067418 | 0.00067252 | 0.00068299 | 0.00067418 | 0.00067253 | -0.00040017 | -0.0002012 | 0.0005952 | 0.00040026 | 0.00020129 | -0.00059512 | -0.00039509 | 0.00064056 | -4.384e-05 | 0.00039518 | -0.00064048 | 4.3924e-05 | 130.6889 | 130.6037 | 130.6547 | -49.3111 | -49.3963 | -49.3453 |  | 0.82337 | 0.9959 | 0.88742 | 0.82354 | 0.99582 | 0.88731 | -4.6772 | -121.9584 | 126.4422 | -4.6769 | -121.9496 | 126.4335
Line2_1_4 | 0.0029725 | 0.0029341 | 0.0029269 | 0.0029725 | 0.0029342 | 0.0029269 | 0.00068646 | 0.00067761 | 0.00067593 | 0.00068647 | 0.00067762 | 0.00067594 | -0.00040031 | -0.0002053 | 0.00059842 | 0.00040041 | 0.00020539 | -0.00059834 | -0.00039901 | 0.00064284 | -4.1212e-05 | 0.00039911 | -0.00064276 | 4.1298e-05 | 130.4162 | 130.3299 | 130.3818 | -49.5838 | -49.6701 | -49.6182 |  | 0.82337 | 0.9959 | 0.88742 | 0.82355 | 0.99582 | 0.88731 | -4.6772 | -121.9584 | 126.4422 | -4.6769 | -121.9496 | 126.4335
Line3_1_5 | 0 | 0 | 0 | 0 | 0 | 0 | 0 | 0 | 0 | 0 | 0 | 0 | 9.5155e-09 | 5.8952e-09 | -1.5196e-08 | -4.5354e-09 | -3.2997e-09 | 7.6204e-09 | 1.0409e-08 | -1.6007e-08 | 3.665e-10 | -5.4258e-09 | 7.8914e-09 | 1.4533e-10 | 0 | 0 | 0 | 0 | 0 | 0 |  | 0.82337 | 0.9959 | 0.88742 | 0.82337 | 0.9959 | 0.88742 | -4.6772 | -121.9584 | 126.4422 | -4.6772 | -121.9584 | 126.4422
Line4_2_6 | 0.023485 | 0.0029269 | 0.002906 | 0.023485 | 0.0029269 | 0.002906 | 0.0054236 | 0.00067594 | 0.0006711 | 0.0054236 | 0.00067595 | 0.00067111 | 0.0031575 | -0.00020699 | 0.0005936 | -0.0031482 | 0.00020732 | -0.00059328 | 0.0031389 | 0.00064032 | -4.4233e-05 | -0.0031293 | -0.00063998 | 4.4573e-05 | -49.512 | 130.1632 | 130.6689 | 130.488 | -49.8368 | -49.3311 |  | 0.8209 | 0.99556 | 0.88697 | 0.81843 | 0.99523 | 0.88653 | -4.6812 | -121.9228 | 126.4073 | -4.6852 | -121.8871 | 126.3723
Line5_6_7 | 0.023485 | 0.0029269 | 0.002906 | 0.023485 | 0.002927 | 0.002906 | 0.0054236 | 0.00067595 | 0.00067111 | 0.0054236 | 0.00067596 | 0.00067112 | 0.0031482 | -0.00020732 | 0.00059328 | -0.003139 | 0.00020765 | -0.00059296 | 0.0031293 | 0.00063998 | -4.4573e-05 | -0.0031196 | -0.00063964 | 4.4913e-05 | -49.512 | 130.1632 | 130.6689 | 130.488 | -49.8368 | -49.3311 |  | 0.81843 | 0.99523 | 0.88653 | 0.81597 | 0.99489 | 0.88608 | -4.6852 | -121.8871 | 126.3723 | -4.6893 | -121.8514 | 126.3374
Line6_7_8 | 0.026563 | 0 | 0 | 0.026563 | 0 | 0 | 0.0061344 | 0 | 0 | 0.0061344 | 0 | 0 | 0.0035392 | 9.1952e-09 | -2.3032e-08 | -0.0035279 | -6.496e-09 | 1.5387e-08 | 0.0035397 | -2.4175e-08 | 3.9654e-10 | -0.0035279 | 1.6012e-08 | 5.8396e-11 | -49.6931 | 0 | 0 | 130.3069 | 0 | 0 |  | 0.81597 | 0.99489 | 0.88608 | 0.81331 | 0.99464 | 0.88574 | -4.6893 | -121.8514 | 126.3374 | -4.6931 | -121.8245 | 126.311
Line7_8_9 | 0 | 0 | 0 | 0 | 0 | 0 | 0 | 0 | 0 | 0 | 0 | 0 | 4.6736e-09 | 3.0746e-09 | -7.6794e-09 | 2.4952e-10 | -3.4683e-10 | 2.8606e-11 | 5.2485e-09 | -8.0583e-09 | 1.3145e-10 | -2.1959e-10 | -1.045e-10 | 3.213e-10 | 0 | 0 | 0 | 0 | 0 | 0 |  | 0.81331 | 0.99464 | 0.88574 | 0.81331 | 0.99464 | 0.88574 | -4.6931 | -121.8245 | 126.311 | -4.6931 | -121.8245 | 126.311
Line8_8_10 | 0 | 0 | 0 | 0 | 0 | 0 | 0 | 0 | 0 | 0 | 0 | 0 | 4.6736e-09 | 3.0746e-09 | -7.6794e-09 | 2.4952e-10 | -3.4683e-10 | 2.8606e-11 | 5.2485e-09 | -8.0583e-09 | 1.3145e-10 | -2.1959e-10 | -1.045e-10 | 3.213e-10 | 0 | 0 | 0 | 0 | 0 | 0 |  | 0.81331 | 0.99464 | 0.88574 | 0.81331 | 0.99464 | 0.88574 | -4.6931 | -121.8245 | 126.311 | -4.6931 | -121.8245 | 126.311
Line9_3_11 | 0.0029574 | 0.0029193 | 0.0029121 | 0.0029575 | 0.0029193 | 0.0029122 | 0.00068299 | 0.00067418 | 0.00067253 | 0.000683 | 0.00067419 | 0.00067254 | -0.00040026 | -0.00020129 | 0.00059512 | 0.00040035 | 0.00020137 | -0.00059505 | -0.00039518 | 0.00064048 | -4.3924e-05 | 0.00039528 | -0.0006404 | 4.4009e-05 | 130.6888 | 130.6036 | 130.6547 | -49.3112 | -49.3964 | -49.3453 |  | 0.82354 | 0.99582 | 0.88731 | 0.82372 | 0.99573 | 0.8872 | -4.6769 | -121.9496 | 126.4335 | -4.6765 | -121.9408 | 126.4249

## LLG_max_6
name | pf_ikss_a_from_ka | pf_ikss_b_from_ka | pf_ikss_c_from_ka | pf_ikss_a_to_ka | pf_ikss_b_to_ka | pf_ikss_c_to_ka | pf_skss_a_from_mw | pf_skss_b_from_mw | pf_skss_c_from_mw | pf_skss_a_to_mw | pf_skss_b_to_mw | pf_skss_c_to_mw | pf_p_a_from_mw | pf_p_b_from_mw | pf_p_c_from_mw | pf_p_a_to_mw | pf_p_b_to_mw | pf_p_c_to_mw | pf_q_a_from_mvar | pf_q_b_from_mvar | pf_q_c_from_mvar | pf_q_a_to_mvar | pf_q_b_to_mvar | pf_q_c_to_mvar | pf_ikss_a_from_degree | pf_ikss_b_from_degree | pf_ikss_c_from_degree | pf_ikss_a_to_degree | pf_ikss_b_to_degree | pf_ikss_c_to_degree | 3xI0 | pf_vm_a_from_pu | pf_vm_b_from_pu | pf_vm_c_from_pu | pf_vm_a_to_pu | pf_vm_b_to_pu | pf_vm_c_to_pu | pf_va_a_from_degree | pf_va_b_from_degree | pf_va_c_from_degree | pf_va_a_to_degree | pf_va_b_to_degree | pf_va_c_to_degree
Line0_1_2 | 0.11895 | 1.9286 | 2.1679 | 0.11895 | 1.9286 | 2.1679 | 0.02747 | 0.4454 | 0.50065 | 0.02747 | 0.4454 | 0.50065 | -0.021228 | 0.12037 | 0.23648 | 0.021023 | -0.095572 | -0.18173 | 0.027217 | 0.32676 | 0.36234 | -0.026249 | -0.25141 | -0.27998 | -125.2788 | 175.9694 | 47.8347 | 54.7212 | -4.0306 | -132.1653 |  | 1.2565 | 0.78183 | 0.86424 | 1.2243 | 0.60386 | 0.66671 | 2.6739 | -114.2522 | 104.7043 | 3.4134 | -114.8449 | 104.8484
Line10_11_12 | 0.12069 | 0.37912 | 0.37366 | 0.12069 | 0.37912 | 0.37366 | 0.027871 | 0.087555 | 0.086293 | 0.027871 | 0.087555 | 0.086293 | 0.01757 | 0.020366 | -0.070416 | -0.017641 | -0.019807 | 0.071902 | 0.030341 | -0.06943 | -0.035265 | -0.030323 | 0.071649 | 0.036981 | -57.4791 | -42.5438 | -100.5641 | 122.5209 | 137.4562 | 79.4359 |  | 1.258 | 0.8264 | 0.91262 | 1.2587 | 0.84902 | 0.93698 | 2.4458 | -116.196 | 106.0384 | 2.3319 | -117.0908 | 106.6536
Line11_12_13 | 0.12069 | 0.37912 | 0.37366 | 0.12069 | 0.37912 | 0.37366 | 0.027871 | 0.087555 | 0.086293 | 0.027871 | 0.087555 | 0.086293 | 0.017641 | 0.019807 | -0.071902 | -0.017711 | -0.019247 | 0.073389 | 0.030323 | -0.071649 | -0.036981 | -0.030306 | 0.073867 | 0.038696 | -57.4791 | -42.5438 | -100.5641 | 122.5209 | 137.4562 | 79.4359 |  | 1.2587 | 0.84902 | 0.93698 | 1.2594 | 0.87183 | 0.96145 | 2.3319 | -117.0908 | 106.6536 | 2.2181 | -117.939 | 107.2375
Line12_13_15 | 0 | 0 | 0 | 0 | 0 | 0 | 0 | 0 | 0 | 0 | 0 | 0 | -1.5528e-08 | -3.1432e-08 | 4.7508e-08 | 9.3813e-09 | 2.1522e-08 | -3.1451e-08 | -6.0947e-08 | 3.1674e-08 | 8.0238e-10 | 4.0819e-08 | -2.0996e-08 | -1.3526e-09 | 0 | 0 | 0 | 0 | 0 | 0 |  | 1.2594 | 0.87183 | 0.96145 | 1.2594 | 0.87183 | 0.96145 | 2.2181 | -117.939 | 107.2375 | 2.2181 | -117.939 | 107.2375
Line13_13_14 | 0.12069 | 0.37912 | 0.37366 | 0.12069 | 0.37912 | 0.37366 | 0.027871 | 0.087555 | 0.086293 | 0.027871 | 0.087555 | 0.086293 | 0.017711 | 0.019247 | -0.073389 | -0.017782 | -0.018688 | 0.074876 | 0.030306 | -0.073867 | -0.038696 | -0.030289 | 0.076085 | 0.040412 | -57.4791 | -42.5438 | -100.564 | 122.5209 | 137.4562 | 79.436 |  | 1.2594 | 0.87183 | 0.96145 | 1.2602 | 0.89482 | 0.98601 | 2.2181 | -117.939 | 107.2375 | 2.1045 | -118.7438 | 107.7924
Line14_15_16 | 0 | 0 | 0 | 0 | 0 | 0 | 0 | 0 | 0 | 0 | 0 | 0 | -1.0352e-08 | -2.0954e-08 | 3.1672e-08 | 4.2052e-09 | 1.1045e-08 | -1.5615e-08 | -4.0631e-08 | 2.1116e-08 | 5.3492e-10 | 2.0503e-08 | -1.0437e-08 | -1.0852e-09 | 0 | 0 | 0 | 0 | 0 | 0 |  | 1.2594 | 0.87183 | 0.96145 | 1.2594 | 0.87183 | 0.96145 | 2.2181 | -117.939 | 107.2375 | 2.2181 | -117.939 | 107.2375
Line15_16_17 | 0 | 0 | 0 | 0 | 0 | 0 | 0 | 0 | 0 | 0 | 0 | 0 | -5.176e-09 | -1.0477e-08 | 1.5836e-08 | -9.7081e-10 | 5.6738e-10 | 2.2072e-10 | -2.0316e-08 | 1.0558e-08 | 2.6746e-10 | 1.8767e-10 | 1.2071e-10 | -8.1772e-10 | 0 | 0 | 0 | 0 | 0 | 0 |  | 1.2594 | 0.87183 | 0.96145 | 1.2594 | 0.87183 | 0.96145 | 2.2181 | -117.939 | 107.2375 | 2.2181 | -117.939 | 107.2375
Line16_4_18 | 0 | 0 | 0 | 0 | 0 | 0 | 0 | 0 | 0 | 0 | 0 | 0 | -4.652e-09 | -1.249e-08 | 1.7007e-08 | -9.669e-10 | 7.0544e-10 | 3.9614e-10 | -2.4013e-08 | 1.0158e-08 | 7.4445e-10 | 2.1888e-10 | 2.4166e-10 | -8.6473e-10 | 0 | 0 | 0 | 0 | 0 | 0 |  | 1.2585 | 0.80903 | 0.89587 | 1.2585 | 0.80903 | 0.89587 | 2.5892 | -115.5501 | 105.4803 | 2.5892 | -115.5501 | 105.4803
Line17_5_19 | 0 | 0 | 0 | 0 | 0 | 0 | 0 | 0 | 0 | 0 | 0 | 0 | -4.2429e-09 | -1.3349e-08 | 1.7325e-08 | -9.5671e-10 | 7.5363e-10 | 4.7079e-10 | -2.5571e-08 | 9.7247e-09 | 1.0135e-09 | 2.2568e-10 | 3.0146e-10 | -8.7775e-10 | 0 | 0 | 0 | 0 | 0 | 0 |  | 1.2565 | 0.78183 | 0.86424 | 1.2565 | 0.78183 | 0.86424 | 2.6739 | -114.2522 | 104.7043 | 2.6739 | -114.2522 | 104.7043
Line1_1_3 | 0.12069 | 0.37912 | 0.37366 | 0.12069 | 0.37912 | 0.37366 | 0.027871 | 0.087555 | 0.086293 | 0.027871 | 0.087555 | 0.086293 | 0.017429 | 0.021484 | -0.067442 | -0.0175 | -0.020925 | 0.068929 | 0.030375 | -0.064994 | -0.031834 | -0.030358 | 0.067212 | 0.03355 | -57.4791 | -42.5438 | -100.5641 | 122.5209 | 137.4562 | 79.4359 |  | 1.2565 | 0.78183 | 0.86424 | 1.2572 | 0.804 | 0.88837 | 2.6739 | -114.2522 | 104.7043 | 2.5598 | -115.251 | 105.3895
Line2_1_4 | 0.13601 | 0.46732 | 0.47735 | 0.13601 | 0.46732 | 0.47735 | 0.03141 | 0.10792 | 0.11024 | 0.03141 | 0.10792 | 0.11024 | 0.012929 | 0.030063 | -0.083252 | -0.013004 | -0.029253 | 0.085641 | 0.037289 | -0.078841 | -0.046325 | -0.037328 | 0.082267 | 0.049184 | -68.2035 | -45.1246 | -104.3889 | 111.7965 | 134.8754 | 75.6111 |  | 1.2565 | 0.78183 | 0.86424 | 1.2585 | 0.80903 | 0.89587 | 2.6739 | -114.2522 | 104.7043 | 2.5892 | -115.5501 | 105.4803
Line3_1_5 | 0 | 0 | 0 | 0 | 0 | 0 | 0 | 0 | 0 | 0 | 0 | 0 | -8.4858e-09 | -2.6699e-08 | 3.4649e-08 | 3.2862e-09 | 1.4103e-08 | -1.6854e-08 | -5.1142e-08 | 1.9449e-08 | 2.027e-09 | 2.5797e-08 | -9.4232e-09 | -1.8913e-09 | 0 | 0 | 0 | 0 | 0 | 0 |  | 1.2565 | 0.78183 | 0.86424 | 1.2565 | 0.78183 | 0.86424 | 2.6739 | -114.2522 | 104.7043 | 2.6739 | -114.2522 | 104.7043
Line4_2_6 | 0.11895 | 1.9286 | 2.1679 | 0.11895 | 1.9286 | 2.1679 | 0.02747 | 0.4454 | 0.50065 | 0.02747 | 0.4454 | 0.50065 | -0.021023 | 0.095572 | 0.18173 | 0.020819 | -0.070779 | -0.12698 | 0.026249 | 0.25141 | 0.27998 | -0.025281 | -0.17605 | -0.19762 | -125.2788 | 175.9694 | 47.8347 | 54.7213 | -4.0306 | -132.1653 |  | 1.2243 | 0.60386 | 0.66671 | 1.1922 | 0.42601 | 0.46919 | 3.4134 | -114.8449 | 104.8484 | 4.1927 | -115.9328 | 105.1137
Line5_6_7 | 0.11895 | 1.9286 | 2.1679 | 0.11895 | 1.9286 | 2.1679 | 0.02747 | 0.4454 | 0.50065 | 0.02747 | 0.4454 | 0.50065 | -0.020819 | 0.070779 | 0.12698 | 0.020615 | -0.045985 | -0.072221 | 0.025281 | 0.17605 | 0.19762 | -0.024313 | -0.10069 | -0.11526 | -125.2787 | 175.9694 | 47.8347 | 54.7213 | -4.0306 | -132.1653 |  | 1.1922 | 0.42601 | 0.46919 | 1.1604 | 0.24853 | 0.27169 | 4.1927 | -115.9328 | 105.1137 | 5.0149 | -118.5769 | 105.7648
Line6_7_8 | 0 | 2.7508 | 3.0814 | 0 | 2.7508 | 3.0814 | 0 | 0.63527 | 0.71161 | 0 | 0.63527 | 0.71161 | -1.3235e-09 | 0.044307 | 0.11071 | -8.4276e-10 | 4.0419e-14 | 9.2999e-15 | -1.0731e-07 | 0.15154 | 0.1585 | 7.0539e-08 | 4.322e-15 | -7.5969e-16 | 0 | 167.721 | 50.6991 | 0 | -12.279 | -129.3009 |  | 1.1604 | 0.24853 | 0.27169 | 1.1135 | 0 | 0 | 5.0149 | -118.5769 | 105.7648 | 5.7855 | 0 | 0
Line7_8_9 | 0 | 0 | 0 | 0 | 0 | 0 | 0 | 0 | 0 | 0 | 0 | 0 | 2.8092e-10 | -3.1283e-22 | -2.4946e-22 | -2.8092e-10 | -3.1558e-19 | -6.2471e-18 | -3.5054e-08 | -2.1718e-21 | 2.6269e-22 | 4.3213e-10 | 1.7768e-17 | -3.2263e-18 | 0 | 0 | 0 | 0 | 0 | 0 |  | 1.1135 | 0 | 0 | 1.1135 | 0 | 0 | 5.7855 | 0 | 0 | 5.7855 | 0 | 0
Line8_8_10 | 0 | 0 | 0 | 0 | 0 | 0 | 0 | 0 | 0 | 0 | 0 | 0 | 2.8092e-10 | -3.1283e-22 | -2.4946e-22 | -2.8092e-10 | -3.1558e-19 | -6.2471e-18 | -3.5054e-08 | -2.1718e-21 | 2.6269e-22 | 4.3213e-10 | 1.7768e-17 | -3.2263e-18 | 0 | 0 | 0 | 0 | 0 | 0 |  | 1.1135 | 0 | 0 | 1.1135 | 0 | 0 | 5.7855 | 0 | 0 | 5.7855 | 0 | 0
Line9_3_11 | 0.12069 | 0.37912 | 0.37366 | 0.12069 | 0.37912 | 0.37366 | 0.027871 | 0.087555 | 0.086293 | 0.027871 | 0.087555 | 0.086293 | 0.0175 | 0.020925 | -0.068929 | -0.01757 | -0.020366 | 0.070416 | 0.030358 | -0.067212 | -0.03355 | -0.030341 | 0.06943 | 0.035265 | -57.4791 | -42.5438 | -100.5641 | 122.5209 | 137.4562 | 79.4359 |  | 1.2572 | 0.804 | 0.88837 | 1.258 | 0.8264 | 0.91262 | 2.5598 | -115.251 | 105.3895 | 2.4458 | -116.196 | 106.0384

## LLG_max_10
name | pf_ikss_a_from_ka | pf_ikss_b_from_ka | pf_ikss_c_from_ka | pf_ikss_a_to_ka | pf_ikss_b_to_ka | pf_ikss_c_to_ka | pf_skss_a_from_mw | pf_skss_b_from_mw | pf_skss_c_from_mw | pf_skss_a_to_mw | pf_skss_b_to_mw | pf_skss_c_to_mw | pf_p_a_from_mw | pf_p_b_from_mw | pf_p_c_from_mw | pf_p_a_to_mw | pf_p_b_to_mw | pf_p_c_to_mw | pf_q_a_from_mvar | pf_q_b_from_mvar | pf_q_c_from_mvar | pf_q_a_to_mvar | pf_q_b_to_mvar | pf_q_c_to_mvar | pf_ikss_a_from_degree | pf_ikss_b_from_degree | pf_ikss_c_from_degree | pf_ikss_a_to_degree | pf_ikss_b_to_degree | pf_ikss_c_to_degree | 3xI0 | pf_vm_a_from_pu | pf_vm_b_from_pu | pf_vm_c_from_pu | pf_vm_a_to_pu | pf_vm_b_to_pu | pf_vm_c_to_pu | pf_va_a_from_degree | pf_va_b_from_degree | pf_va_c_from_degree | pf_va_a_to_degree | pf_va_b_to_degree | pf_va_c_to_degree
Line0_1_2 | 0.12332 | 2.0035 | 2.2547 | 0.12332 | 2.0035 | 2.2547 | 0.028479 | 0.4627 | 0.5207 | 0.028479 | 0.4627 | 0.5207 | -0.022415 | 0.12989 | 0.25454 | 0.022221 | -0.10296 | -0.1954 | 0.030175 | 0.35206 | 0.39156 | -0.029131 | -0.27063 | -0.3023 | -123.9189 | 176.0943 | 47.3604 | 56.0811 | -3.9057 | -132.6396 |  | 1.3199 | 0.81101 | 0.89691 | 1.2865 | 0.62579 | 0.69128 | 2.6866 | -114.1567 | 104.3335 | 3.4168 | -114.7358 | 104.4817
Line10_11_12 | 0.12535 | 0.38915 | 0.38627 | 0.12535 | 0.38915 | 0.38627 | 0.028949 | 0.089871 | 0.089205 | 0.028949 | 0.089871 | 0.089205 | 0.018249 | 0.021956 | -0.075575 | -0.018318 | -0.021376 | 0.07716 | 0.033613 | -0.073803 | -0.037714 | -0.033596 | 0.076143 | 0.039549 | -59.0204 | -42.6479 | -100.8476 | 120.9796 | 137.3521 | 79.1525 |  | 1.3212 | 0.85678 | 0.94684 | 1.3218 | 0.88 | 0.97198 | 2.4812 | -116.0805 | 105.6726 | 2.3786 | -116.9668 | 106.2905
Line11_12_13 | 0.12535 | 0.38915 | 0.38627 | 0.12535 | 0.38915 | 0.38627 | 0.028949 | 0.089871 | 0.089205 | 0.028949 | 0.089871 | 0.089205 | 0.018318 | 0.021376 | -0.07716 | -0.018387 | -0.020795 | 0.078744 | 0.033596 | -0.076143 | -0.039549 | -0.03358 | 0.078483 | 0.041385 | -59.0204 | -42.6479 | -100.8475 | 120.9796 | 137.3521 | 79.1525 |  | 1.3218 | 0.88 | 0.97198 | 1.3225 | 0.90341 | 0.99722 | 2.3786 | -116.9668 | 106.2905 | 2.2761 | -117.8074 | 106.8771
Line12_13_15 | 0 | 0 | 0 | 0 | 0 | 0 | 0 | 0 | 0 | 0 | 0 | 0 | -1.7059e-08 | -3.5479e-08 | 5.3029e-08 | 1.029e-08 | 2.4301e-08 | -3.5082e-08 | -6.913e-08 | 3.504e-08 | 9.4094e-10 | 4.6299e-08 | -2.3221e-08 | -1.5405e-09 | 0 | 0 | 0 | 0 | 0 | 0 |  | 1.3225 | 0.90341 | 0.99722 | 1.3225 | 0.90341 | 0.99722 | 2.2761 | -117.8074 | 106.8771 | 2.2761 | -117.8074 | 106.8771
Line13_13_14 | 0.12535 | 0.38915 | 0.38627 | 0.12535 | 0.38915 | 0.38627 | 0.028949 | 0.089871 | 0.089205 | 0.028949 | 0.089871 | 0.089205 | 0.018387 | 0.020795 | -0.078745 | -0.018456 | -0.020215 | 0.080329 | 0.03358 | -0.078483 | -0.041385 | -0.033563 | 0.080822 | 0.043221 | -59.0204 | -42.6479 | -100.8475 | 120.9796 | 137.3521 | 79.1525 |  | 1.3225 | 0.90341 | 0.99722 | 1.3231 | 0.92702 | 1.0226 | 2.2761 | -117.8074 | 106.8771 | 2.1737 | -118.6054 | 107.4347
Line14_15_16 | 0 | 0 | 0 | 0 | 0 | 0 | 0 | 0 | 0 | 0 | 0 | 0 | -1.1372e-08 | -2.3653e-08 | 3.5353e-08 | 4.6033e-09 | 1.2475e-08 | -1.7406e-08 | -4.6087e-08 | 2.336e-08 | 6.2729e-10 | 2.3255e-08 | -1.1541e-08 | -1.2268e-09 | 0 | 0 | 0 | 0 | 0 | 0 |  | 1.3225 | 0.90341 | 0.99722 | 1.3225 | 0.90341 | 0.99722 | 2.2761 | -117.8074 | 106.8771 | 2.2761 | -117.8074 | 106.8771
Line15_16_17 | 0 | 0 | 0 | 0 | 0 | 0 | 0 | 0 | 0 | 0 | 0 | 0 | -5.6862e-09 | -1.1826e-08 | 1.7676e-08 | -1.083e-09 | 6.4853e-10 | 2.7076e-10 | -2.3043e-08 | 1.168e-08 | 3.1365e-10 | 2.1184e-10 | 1.394e-10 | -9.1319e-10 | 0 | 0 | 0 | 0 | 0 | 0 |  | 1.3225 | 0.90341 | 0.99722 | 1.3225 | 0.90341 | 0.99722 | 2.2761 | -117.8074 | 106.8771 | 2.2761 | -117.8074 | 106.8771
Line16_4_18 | 0 | 0 | 0 | 0 | 0 | 0 | 0 | 0 | 0 | 0 | 0 | 0 | -5.0823e-09 | -1.3971e-08 | 1.8884e-08 | -1.0803e-09 | 7.9278e-10 | 4.5603e-10 | -2.7056e-08 | 1.118e-08 | 8.1147e-10 | 2.4312e-10 | 2.696e-10 | -9.6316e-10 | 0 | 0 | 0 | 0 | 0 | 0 |  | 1.3218 | 0.83871 | 0.92921 | 1.3218 | 0.83871 | 0.92921 | 2.6138 | -115.4289 | 105.1084 | 2.6138 | -115.4289 | 105.1084
Line17_5_19 | 0 | 0 | 0 | 0 | 0 | 0 | 0 | 0 | 0 | 0 | 0 | 0 | -4.6366e-09 | -1.4872e-08 | 1.9203e-08 | -1.0702e-09 | 8.4238e-10 | 5.335e-10 | -2.8729e-08 | 1.0697e-08 | 1.0856e-09 | 2.4954e-10 | 3.3302e-10 | -9.7688e-10 | 0 | 0 | 0 | 0 | 0 | 0 |  | 1.3199 | 0.81101 | 0.89691 | 1.3199 | 0.81101 | 0.89691 | 2.6866 | -114.1567 | 104.3335 | 2.6866 | -114.1567 | 104.3335
Line1_1_3 | 0.12535 | 0.38915 | 0.38627 | 0.12535 | 0.38915 | 0.38627 | 0.028949 | 0.089871 | 0.089205 | 0.028949 | 0.089871 | 0.089205 | 0.018111 | 0.023116 | -0.072406 | -0.01818 | -0.022536 | 0.07399 | 0.033646 | -0.069123 | -0.034042 | -0.033629 | 0.071463 | 0.035878 | -59.0204 | -42.6479 | -100.8476 | 120.9796 | 137.3521 | 79.1524 |  | 1.3199 | 0.81101 | 0.89691 | 1.3206 | 0.83378 | 0.92181 | 2.6866 | -114.1567 | 104.3335 | 2.5838 | -115.145 | 105.0212
Line2_1_4 | 0.14103 | 0.47569 | 0.48861 | 0.14103 | 0.47569 | 0.48861 | 0.03257 | 0.10986 | 0.11284 | 0.03257 | 0.10986 | 0.11284 | 0.013214 | 0.031918 | -0.088618 | -0.013284 | -0.03109 | 0.091115 | 0.040908 | -0.083181 | -0.048888 | -0.040948 | 0.086733 | 0.051885 | -69.4121 | -45.1494 | -104.5508 | 110.5879 | 134.8506 | 75.4492 |  | 1.3199 | 0.81101 | 0.89691 | 1.3218 | 0.83871 | 0.92921 | 2.6866 | -114.1567 | 104.3335 | 2.6138 | -115.4289 | 105.1084
Line3_1_5 | 0 | 0 | 0 | 0 | 0 | 0 | 0 | 0 | 0 | 0 | 0 | 0 | -9.2732e-09 | -2.9744e-08 | 3.8406e-08 | 3.5664e-09 | 1.5714e-08 | -1.8669e-08 | -5.7457e-08 | 2.1394e-08 | 2.1712e-09 | 2.8978e-08 | -1.0364e-08 | -2.0625e-09 | 0 | 0 | 0 | 0 | 0 | 0 |  | 1.3199 | 0.81101 | 0.89691 | 1.3199 | 0.81101 | 0.89691 | 2.6866 | -114.1567 | 104.3335 | 2.6866 | -114.1567 | 104.3335
Line4_2_6 | 0.12332 | 2.0035 | 2.2547 | 0.12332 | 2.0035 | 2.2547 | 0.028479 | 0.4627 | 0.5207 | 0.028479 | 0.4627 | 0.5207 | -0.022221 | 0.10296 | 0.1954 | 0.022027 | -0.076041 | -0.13627 | 0.029131 | 0.27063 | 0.3023 | -0.028088 | -0.1892 | -0.21303 | -123.9189 | 176.0943 | 47.3604 | 56.0812 | -3.9057 | -132.6396 |  | 1.2865 | 0.62579 | 0.69128 | 1.2534 | 0.44069 | 0.48566 | 3.4168 | -114.7358 | 104.4817 | 4.1857 | -115.8015 | 104.7555
Line5_6_7 | 0.12332 | 2.0035 | 2.2547 | 0.12332 | 2.0035 | 2.2547 | 0.028479 | 0.4627 | 0.5207 | 0.028479 | 0.4627 | 0.5207 | -0.022027 | 0.076041 | 0.13627 | 0.021833 | -0.049117 | -0.077127 | 0.028088 | 0.1892 | 0.21303 | -0.027044 | -0.10777 | -0.12377 | -123.9188 | 176.0943 | 47.3604 | 56.0812 | -3.9057 | -132.6396 |  | 1.2534 | 0.44069 | 0.48566 | 1.2205 | 0.25596 | 0.28007 | 4.1857 | -115.8015 | 104.7555 | 4.9962 | -118.4077 | 105.4312
Line6_7_8 | 0 | 2.8276 | 3.1722 | 0 | 2.8276 | 3.1722 | 0 | 0.653 | 0.73259 | 0 | 0.653 | 0.73259 | -1.3379e-09 | 0.047085 | 0.11728 | -1.0086e-09 | 7.2191e-14 | 3.94e-14 | -1.1893e-07 | 0.16037 | 0.16836 | 7.8223e-08 | -1.0022e-14 | -1.5491e-14 | 0 | 167.9543 | 50.293 | 0 | -12.0457 | -129.707 |  | 1.2205 | 0.25596 | 0.28007 | 1.1727 | 0 | 0 | 4.9962 | -118.4077 | 105.4312 | 5.7506 | 0 | 0
Line7_8_9 | 0 | 0 | 0 | 0 | 0 | 0 | 0 | 0 | 0 | 0 | 0 | 0 | 3.3619e-10 | -1.5064e-21 | -7.4659e-22 | -3.3619e-10 | -3.5609e-19 | -6.9146e-18 | -3.8874e-08 | -3.7367e-21 | 1.5079e-21 | 4.7391e-10 | 1.9574e-17 | -3.5857e-18 | 0 | 0 | 0 | 0 | 0 | 0 |  | 1.1727 | 0 | 0 | 1.1727 | 0 | 0 | 5.7506 | 0 | 0 | 5.7506 | 0 | 0
Line8_8_10 | 0 | 0 | 0 | 0 | 0 | 0 | 0 | 0 | 0 | 0 | 0 | 0 | 3.3619e-10 | -1.5064e-21 | -7.4659e-22 | -3.362e-10 | -3.5609e-19 | -6.9146e-18 | -3.8874e-08 | -3.7367e-21 | 1.5079e-21 | 4.7391e-10 | 1.9574e-17 | -3.5857e-18 | 0 | 0 | 0 | 0 | 0 | 0 |  | 1.1727 | 0 | 0 | 1.1727 | 0 | 0 | 5.7506 | 0 | 0 | 5.7506 | 0 | 0
Line9_3_11 | 0.12535 | 0.38915 | 0.38627 | 0.12535 | 0.38915 | 0.38627 | 0.028949 | 0.089871 | 0.089205 | 0.028949 | 0.089871 | 0.089205 | 0.01818 | 0.022536 | -0.07399 | -0.018249 | -0.021956 | 0.075575 | 0.033629 | -0.071463 | -0.035878 | -0.033613 | 0.073803 | 0.037714 | -59.0204 | -42.6479 | -100.8476 | 120.9796 | 137.3521 | 79.1524 |  | 1.3206 | 0.83378 | 0.92181 | 1.3212 | 0.85678 | 0.94684 | 2.5838 | -115.145 | 105.0212 | 2.4812 | -116.0805 | 105.6726

## LLG_max_fault_6
name | pf_ikss_a_from_ka | pf_ikss_b_from_ka | pf_ikss_c_from_ka | pf_ikss_a_to_ka | pf_ikss_b_to_ka | pf_ikss_c_to_ka | pf_skss_a_from_mw | pf_skss_b_from_mw | pf_skss_c_from_mw | pf_skss_a_to_mw | pf_skss_b_to_mw | pf_skss_c_to_mw | pf_p_a_from_mw | pf_p_b_from_mw | pf_p_c_from_mw | pf_p_a_to_mw | pf_p_b_to_mw | pf_p_c_to_mw | pf_q_a_from_mvar | pf_q_b_from_mvar | pf_q_c_from_mvar | pf_q_a_to_mvar | pf_q_b_to_mvar | pf_q_c_to_mvar | pf_ikss_a_from_degree | pf_ikss_b_from_degree | pf_ikss_c_from_degree | pf_ikss_a_to_degree | pf_ikss_b_to_degree | pf_ikss_c_to_degree | 3xI0 | pf_vm_a_from_pu | pf_vm_b_from_pu | pf_vm_c_from_pu | pf_vm_a_to_pu | pf_vm_b_to_pu | pf_vm_c_to_pu | pf_va_a_from_degree | pf_va_b_from_degree | pf_va_c_from_degree | pf_va_a_to_degree | pf_va_b_to_degree | pf_va_c_to_degree
Line0_1_2 | 0.11609 | 0.095965 | 0.093206 | 0.11609 | 0.095965 | 0.093206 | 0.02681 | 0.022162 | 0.021525 | 0.02681 | 0.022162 | 0.021525 | -0.011057 | -0.006007 | -0.0068732 | 0.011191 | 0.0061049 | 0.0069536 | -0.02697 | -0.023214 | -0.022308 | 0.027231 | 0.023403 | 0.022485 | 112.5041 | -15.4246 | -132.9397 | -67.4959 | 164.5754 | 47.0603 |  | 1.0872 | 1.082 | 1.0845 | 1.0981 | 1.0913 | 1.0934 | 0.21257 | -119.9326 | 119.9361 | 0.1624 | -120.0451 | 119.8757
Line10_11_12 | 0.10493 | 0.11005 | 0.10666 | 0.10493 | 0.11005 | 0.10666 | 0.024232 | 0.025416 | 0.024633 | 0.024232 | 0.025416 | 0.024633 | -0.00045036 | -0.0012174 | -0.0019796 | 0.00055899 | 0.0013363 | 0.002097 | -0.026792 | -0.02796 | -0.02711 | 0.027016 | 0.028199 | 0.027337 | 90.7195 | -27.8908 | -146.319 | -89.2805 | 152.1092 | 33.681 |  | 1.1058 | 1.1011 | 1.1035 | 1.1151 | 1.1107 | 1.113 | -0.24349 | -120.384 | 119.5048 | -0.46582 | -120.6038 | 119.2947
Line11_12_13 | 0.10493 | 0.11005 | 0.10666 | 0.10493 | 0.11005 | 0.10666 | 0.024232 | 0.025416 | 0.024633 | 0.024232 | 0.025416 | 0.024633 | -0.00055899 | -0.0013363 | -0.002097 | 0.00066761 | 0.0014551 | 0.0022143 | -0.027016 | -0.028199 | -0.027337 | 0.027239 | 0.028438 | 0.027564 | 90.7195 | -27.8908 | -146.319 | -89.2805 | 152.1092 | 33.681 |  | 1.1151 | 1.1107 | 1.113 | 1.1244 | 1.1204 | 1.1226 | -0.46582 | -120.6038 | 119.2947 | -0.68447 | -120.8199 | 119.0882
Line12_13_15 | 0 | 0 | 0 | 0 | 0 | 0 | 0 | 0 | 0 | 0 | 0 | 0 | 4.057e-10 | 7.6182e-10 | 1.5208e-09 | -5.776e-10 | -7.9746e-10 | -1.3133e-09 | -2.6826e-10 | 8.4135e-10 | -3.0644e-11 | 1.2713e-10 | -6.2263e-10 | -4.8351e-11 | 0 | 0 | 0 | 0 | 0 | 0 |  | 1.1244 | 1.1204 | 1.1226 | 1.1244 | 1.1204 | 1.1226 | -0.68447 | -120.8199 | 119.0882 | -0.68447 | -120.8199 | 119.0882
Line13_13_14 | 0.10493 | 0.11005 | 0.10666 | 0.10493 | 0.11005 | 0.10666 | 0.024232 | 0.025416 | 0.024633 | 0.024232 | 0.025416 | 0.024633 | -0.00066761 | -0.0014551 | -0.0022143 | 0.00077624 | 0.001574 | 0.0023317 | -0.027239 | -0.028438 | -0.027564 | 0.027462 | 0.028677 | 0.027791 | 90.7195 | -27.8908 | -146.319 | -89.2805 | 152.1092 | 33.681 |  | 1.1244 | 1.1204 | 1.1226 | 1.1338 | 1.13 | 1.1322 | -0.68447 | -120.8199 | 119.0882 | -0.89952 | -121.0323 | 118.8851
Line14_15_16 | 0 | 0 | 0 | 0 | 0 | 0 | 0 | 0 | 0 | 0 | 0 | 0 | 2.7047e-10 | 5.0788e-10 | 1.0139e-09 | -4.4236e-10 | -5.4352e-10 | -8.0636e-10 | -1.7884e-10 | 5.609e-10 | -2.0429e-11 | 3.7706e-11 | -3.4217e-10 | -5.8566e-11 | 0 | 0 | 0 | 0 | 0 | 0 |  | 1.1244 | 1.1204 | 1.1226 | 1.1244 | 1.1204 | 1.1226 | -0.68447 | -120.8199 | 119.0882 | -0.68447 | -120.8199 | 119.0882
Line15_16_17 | 0 | 0 | 0 | 0 | 0 | 0 | 0 | 0 | 0 | 0 | 0 | 0 | 1.3523e-10 | 2.5394e-10 | 5.0694e-10 | -3.0713e-10 | -2.8957e-10 | -2.9942e-10 | -8.942e-11 | 2.8045e-10 | -1.0215e-11 | -5.1714e-11 | -6.1724e-11 | -6.878e-11 | 0 | 0 | 0 | 0 | 0 | 0 |  | 1.1244 | 1.1204 | 1.1226 | 1.1244 | 1.1204 | 1.1226 | -0.68447 | -120.8199 | 119.0882 | -0.68447 | -120.8199 | 119.0882
Line16_4_18 | 0 | 0 | 0 | 0 | 0 | 0 | 0 | 0 | 0 | 0 | 0 | 0 | 1.4038e-11 | 1.2007e-10 | 4.2891e-10 | -1.9792e-10 | -1.7743e-10 | -1.8767e-10 | -1.6784e-10 | 2.6112e-10 | -4.8598e-11 | -5.5649e-12 | -1.6125e-11 | -2.4886e-11 | 0 | 0 | 0 | 0 | 0 | 0 |  | 1.0991 | 1.0942 | 1.0967 | 1.0991 | 1.0942 | 1.0967 | -0.075349 | -120.2193 | 119.6623 | -0.075349 | -120.2193 | 119.6623
Line17_5_19 | 0 | 0 | 0 | 0 | 0 | 0 | 0 | 0 | 0 | 0 | 0 | 0 | -3.8205e-11 | 5.819e-11 | 3.9227e-10 | -1.4847e-10 | -1.2677e-10 | -1.3702e-10 | -2.0363e-10 | 2.4974e-10 | -6.4015e-11 | 1.553e-11 | 4.9024e-12 | -4.6582e-12 | 0 | 0 | 0 | 0 | 0 | 0 |  | 1.0872 | 1.082 | 1.0845 | 1.0872 | 1.082 | 1.0845 | 0.21257 | -119.9326 | 119.9361 | 0.21257 | -119.9326 | 119.9361
Line1_1_3 | 0.10493 | 0.11005 | 0.10666 | 0.10493 | 0.11005 | 0.10666 | 0.024232 | 0.025416 | 0.024633 | 0.024232 | 0.025416 | 0.024633 | -0.00023311 | -0.00097974 | -0.0017448 | 0.00034174 | 0.0010986 | 0.0018622 | -0.026345 | -0.027481 | -0.026656 | 0.026569 | 0.02772 | 0.026883 | 90.7195 | -27.8908 | -146.319 | -89.2805 | 152.1092 | 33.681 |  | 1.0872 | 1.082 | 1.0845 | 1.0965 | 1.0915 | 1.094 | 0.21257 | -119.9326 | 119.9361 | -0.01739 | -120.1603 | 119.7186
Line2_1_4 | 0.13379 | 0.14038 | 0.13655 | 0.13379 | 0.14038 | 0.13655 | 0.030899 | 0.032419 | 0.031535 | 0.030899 | 0.032419 | 0.031535 | -0.0006014 | -0.0013856 | -0.0024222 | 0.00077859 | 0.0015787 | 0.0026143 | -0.033589 | -0.035049 | -0.034113 | 0.033952 | 0.035439 | 0.034485 | 91.2383 | -27.6686 | -146.0024 | -88.7617 | 152.3314 | 33.9976 |  | 1.0872 | 1.082 | 1.0845 | 1.0991 | 1.0942 | 1.0967 | 0.21257 | -119.9326 | 119.9361 | -0.075349 | -120.2193 | 119.6623
Line3_1_5 | 0 | 0 | 0 | 0 | 0 | 0 | 0 | 0 | 0 | 0 | 0 | 0 | -7.641e-11 | 1.1638e-10 | 7.8454e-10 | -1.1026e-10 | -1.8496e-10 | -5.2929e-10 | -4.0725e-10 | 4.9948e-10 | -1.2803e-10 | 2.1916e-10 | -2.4484e-10 | 5.9357e-11 | 0 | 0 | 0 | 0 | 0 | 0 |  | 1.0872 | 1.082 | 1.0845 | 1.0872 | 1.082 | 1.0845 | 0.21257 | -119.9326 | 119.9361 | 0.21257 | -119.9326 | 119.9361
Line4_2_6 | 0.11609 | 0.095965 | 0.093206 | 0.11609 | 0.095965 | 0.093206 | 0.02681 | 0.022162 | 0.021525 | 0.02681 | 0.022162 | 0.021525 | -0.011191 | -0.0061049 | -0.0069536 | 0.011326 | 0.0062028 | 0.007034 | -0.027231 | -0.023403 | -0.022485 | 0.027491 | 0.023591 | 0.022662 | 112.5041 | -15.4246 | -132.9397 | -67.4959 | 164.5754 | 47.0603 |  | 1.0981 | 1.0913 | 1.0934 | 1.109 | 1.1007 | 1.1024 | 0.1624 | -120.0451 | 119.8757 | 0.11321 | -120.1558 | 119.8163
Line5_6_7 | 0.11609 | 0.095965 | 0.093206 | 0.11609 | 0.095965 | 0.093206 | 0.02681 | 0.022162 | 0.021525 | 0.02681 | 0.022162 | 0.021525 | -0.011326 | -0.0062028 | -0.007034 | 0.011461 | 0.0063006 | 0.0071144 | -0.027491 | -0.023591 | -0.022662 | 0.027752 | 0.02378 | 0.022838 | 112.5041 | -15.4246 | -132.9397 | -67.4959 | 164.5754 | 47.0603 |  | 1.109 | 1.1007 | 1.1024 | 1.1199 | 1.11 | 1.1113 | 0.11321 | -120.1558 | 119.8163 | 0.06498 | -120.2645 | 119.7578
Line6_7_8 | 0 | 0.036159 | 0.03619 | 0 | 0.036159 | 0.03619 | 0 | 0.0083505 | 0.0083578 | 0 | 0.0083505 | 0.0083578 | 1.2868e-10 | 0.0065455 | 0.0065645 | -3.6479e-10 | -0.0065373 | -0.0065487 | -9.811e-10 | 0.0065631 | 0.0065708 | 6.7532e-10 | -0.0065373 | -0.0065487 | 0 | -165.3417 | 74.7302 | 0 | 14.6583 | -105.2698 |  | 1.1199 | 1.11 | 1.1113 | 1.1194 | 1.1071 | 1.1081 | 0.06498 | -120.2645 | 119.7578 | 0.055726 | -120.3417 | 119.7302
Line7_8_9 | 0 | 0 | 0 | 0 | 0 | 0 | 0 | 0 | 0 | 0 | 0 | 0 | 3.9992e-11 | 7.1829e-11 | 6.4109e-10 | -2.8481e-10 | -2.32e-10 | -2.361e-10 | -3.3556e-10 | 4.0011e-10 | -2.8077e-11 | 4.1916e-12 | -2.5419e-11 | -2.0091e-11 | 0 | 0 | 0 | 0 | 0 | 0 |  | 1.1194 | 1.1071 | 1.1081 | 1.1194 | 1.1071 | 1.1081 | 0.055726 | -120.3417 | 119.7302 | 0.055726 | -120.3417 | 119.7302
Line8_8_10 | 0 | 0 | 0 | 0 | 0 | 0 | 0 | 0 | 0 | 0 | 0 | 0 | 3.9992e-11 | 7.1829e-11 | 6.4109e-10 | -2.8481e-10 | -2.32e-10 | -2.361e-10 | -3.3556e-10 | 4.0011e-10 | -2.8077e-11 | 4.1916e-12 | -2.5419e-11 | -2.0091e-11 | 0 | 0 | 0 | 0 | 0 | 0 |  | 1.1194 | 1.1071 | 1.1081 | 1.1194 | 1.1071 | 1.1081 | 0.055726 | -120.3417 | 119.7302 | 0.055726 | -120.3417 | 119.7302
Line9_3_11 | 0.10493 | 0.11005 | 0.10666 | 0.10493 | 0.11005 | 0.10666 | 0.024232 | 0.025416 | 0.024633 | 0.024232 | 0.025416 | 0.024633 | -0.00034174 | -0.0010986 | -0.0018622 | 0.00045036 | 0.0012174 | 0.0019796 | -0.026569 | -0.02772 | -0.026883 | 0.026792 | 0.02796 | 0.02711 | 90.7195 | -27.8908 | -146.319 | -89.2805 | 152.1092 | 33.681 |  | 1.0965 | 1.0915 | 1.094 | 1.1058 | 1.1011 | 1.1035 | -0.01739 | -120.1603 | 119.7186 | -0.24349 | -120.384 | 119.5048

## LLG_max_fault_10
name | pf_ikss_a_from_ka | pf_ikss_b_from_ka | pf_ikss_c_from_ka | pf_ikss_a_to_ka | pf_ikss_b_to_ka | pf_ikss_c_to_ka | pf_skss_a_from_mw | pf_skss_b_from_mw | pf_skss_c_from_mw | pf_skss_a_to_mw | pf_skss_b_to_mw | pf_skss_c_to_mw | pf_p_a_from_mw | pf_p_b_from_mw | pf_p_c_from_mw | pf_p_a_to_mw | pf_p_b_to_mw | pf_p_c_to_mw | pf_q_a_from_mvar | pf_q_b_from_mvar | pf_q_c_from_mvar | pf_q_a_to_mvar | pf_q_b_to_mvar | pf_q_c_to_mvar | pf_ikss_a_from_degree | pf_ikss_b_from_degree | pf_ikss_c_from_degree | pf_ikss_a_to_degree | pf_ikss_b_to_degree | pf_ikss_c_to_degree | 3xI0 | pf_vm_a_from_pu | pf_vm_b_from_pu | pf_vm_c_from_pu | pf_vm_a_to_pu | pf_vm_b_to_pu | pf_vm_c_to_pu | pf_va_a_from_degree | pf_va_b_from_degree | pf_va_c_from_degree | pf_va_a_to_degree | pf_va_b_to_degree | pf_va_c_to_degree
Line0_1_2 | 0.11681 | 0.095672 | 0.09273 | 0.11681 | 0.095672 | 0.09273 | 0.026975 | 0.022095 | 0.021415 | 0.026975 | 0.022095 | 0.021415 | -0.011555 | -0.0059929 | -0.0069504 | 0.011691 | 0.0060904 | 0.0070296 | -0.028478 | -0.024317 | -0.023319 | 0.028742 | 0.024505 | 0.023494 | 112.3011 | -16.0907 | -133.4754 | -67.6989 | 163.9093 | 46.5246 |  | 1.1393 | 1.1335 | 1.1363 | 1.1503 | 1.1428 | 1.1451 | 0.21687 | -119.9353 | 119.9276 | 0.16639 | -120.0483 | 119.8671
Line10_11_12 | 0.10601 | 0.11146 | 0.10789 | 0.10601 | 0.11146 | 0.10789 | 0.024483 | 0.02574 | 0.024917 | 0.024483 | 0.02574 | 0.024917 | -0.00048453 | -0.0013289 | -0.0021776 | 0.00059536 | 0.0014507 | 0.0022979 | -0.028349 | -0.029647 | -0.02871 | 0.028577 | 0.029892 | 0.028942 | 90.7568 | -27.8034 | -146.1492 | -89.2432 | 152.1966 | 33.8508 |  | 1.1581 | 1.1529 | 1.1555 | 1.1675 | 1.1627 | 1.1652 | -0.22235 | -120.3699 | 119.5133 | -0.43666 | -120.5818 | 119.3113
Line11_12_13 | 0.10601 | 0.11146 | 0.10789 | 0.10601 | 0.11146 | 0.10789 | 0.024483 | 0.02574 | 0.024917 | 0.024483 | 0.02574 | 0.024917 | -0.00059536 | -0.0014507 | -0.0022979 | 0.00070619 | 0.0015724 | 0.0024181 | -0.028577 | -0.029892 | -0.028942 | 0.028806 | 0.030137 | 0.029174 | 90.7568 | -27.8034 | -146.1492 | -89.2432 | 152.1966 | 33.8508 |  | 1.1675 | 1.1627 | 1.1652 | 1.1769 | 1.1724 | 1.1749 | -0.43666 | -120.5818 | 119.3113 | -0.64754 | -120.7901 | 119.1126
Line12_13_15 | 0 | 0 | 0 | 0 | 0 | 0 | 0 | 0 | 0 | 0 | 0 | 0 | 4.0174e-10 | 8.088e-10 | 1.6911e-09 | -6.0004e-10 | -8.5104e-10 | -1.4505e-09 | -3.3158e-10 | 9.545e-10 | -5.1328e-11 | 1.6741e-10 | -7.0154e-10 | -3.9171e-11 | 0 | 0 | 0 | 0 | 0 | 0 |  | 1.1769 | 1.1724 | 1.1749 | 1.1769 | 1.1724 | 1.1749 | -0.64754 | -120.7901 | 119.1126 | -0.64754 | -120.7901 | 119.1126
Line13_13_14 | 0.10601 | 0.11146 | 0.10789 | 0.10601 | 0.11146 | 0.10789 | 0.024483 | 0.02574 | 0.024917 | 0.024483 | 0.02574 | 0.024917 | -0.00070619 | -0.0015724 | -0.0024181 | 0.00081702 | 0.0016942 | 0.0025384 | -0.028806 | -0.030137 | -0.029174 | 0.029034 | 0.030382 | 0.029407 | 90.7568 | -27.8034 | -146.1492 | -89.2432 | 152.1966 | 33.8508 |  | 1.1769 | 1.1724 | 1.1749 | 1.1864 | 1.1822 | 1.1846 | -0.64754 | -120.7901 | 119.1126 | -0.85507 | -120.995 | 118.9172
Line14_15_16 | 0 | 0 | 0 | 0 | 0 | 0 | 0 | 0 | 0 | 0 | 0 | 0 | 2.6783e-10 | 5.392e-10 | 1.1274e-09 | -4.6613e-10 | -5.8144e-10 | -8.8685e-10 | -2.2105e-10 | 6.3634e-10 | -3.4219e-11 | 5.6881e-11 | -3.8338e-10 | -5.628e-11 | 0 | 0 | 0 | 0 | 0 | 0 |  | 1.1769 | 1.1724 | 1.1749 | 1.1769 | 1.1724 | 1.1749 | -0.64754 | -120.7901 | 119.1126 | -0.64754 | -120.7901 | 119.1126
Line15_16_17 | 0 | 0 | 0 | 0 | 0 | 0 | 0 | 0 | 0 | 0 | 0 | 0 | 1.3391e-10 | 2.696e-10 | 5.6369e-10 | -3.3221e-10 | -3.1184e-10 | -3.2316e-10 | -1.1053e-10 | 3.1817e-10 | -1.7109e-11 | -5.3647e-11 | -6.5208e-11 | -7.339e-11 | 0 | 0 | 0 | 0 | 0 | 0 |  | 1.1769 | 1.1724 | 1.1749 | 1.1769 | 1.1724 | 1.1749 | -0.64754 | -120.7901 | 119.1126 | -0.64754 | -120.7901 | 119.1126
Line16_4_18 | 0 | 0 | 0 | 0 | 0 | 0 | 0 | 0 | 0 | 0 | 0 | 0 | 4.8281e-12 | 1.2591e-10 | 4.8223e-10 | -2.1617e-10 | -1.9253e-10 | -2.0428e-10 | -1.9547e-10 | 2.988e-10 | -5.7159e-11 | -4.6909e-12 | -1.6846e-11 | -2.6925e-11 | 0 | 0 | 0 | 0 | 0 | 0 |  | 1.1512 | 1.1458 | 1.1485 | 1.1512 | 1.1458 | 1.1485 | -0.057885 | -120.2089 | 119.667 | -0.057885 | -120.2089 | 119.667
Line17_5_19 | 0 | 0 | 0 | 0 | 0 | 0 | 0 | 0 | 0 | 0 | 0 | 0 | -5.0113e-11 | 6.0328e-11 | 4.4439e-10 | -1.6426e-10 | -1.3929e-10 | -1.5105e-10 | -2.3371e-10 | 2.8736e-10 | -7.2979e-11 | 1.7393e-11 | 5.166e-12 | -5.7899e-12 | 0 | 0 | 0 | 0 | 0 | 0 |  | 1.1393 | 1.1335 | 1.1363 | 1.1393 | 1.1335 | 1.1363 | 0.21687 | -119.9353 | 119.9276 | 0.21687 | -119.9353 | 119.9276
Line1_1_3 | 0.10601 | 0.11146 | 0.10789 | 0.10601 | 0.11146 | 0.10789 | 0.024483 | 0.02574 | 0.024917 | 0.024483 | 0.02574 | 0.024917 | -0.00026287 | -0.0010854 | -0.0019371 | 0.0003737 | 0.0012071 | 0.0020573 | -0.027892 | -0.029156 | -0.028246 | 0.028121 | 0.029401 | 0.028478 | 90.7568 | -27.8034 | -146.1492 | -89.2432 | 152.1966 | 33.8508 |  | 1.1393 | 1.1335 | 1.1363 | 1.1487 | 1.1432 | 1.1459 | 0.21687 | -119.9353 | 119.9276 | -0.0045368 | -120.1544 | 119.7187
Line2_1_4 | 0.13393 | 0.14085 | 0.13686 | 0.13393 | 0.14085 | 0.13686 | 0.03093 | 0.032529 | 0.031605 | 0.03093 | 0.032529 | 0.031605 | -0.00064798 | -0.0015083 | -0.0026486 | 0.00082546 | 0.0017025 | 0.0028418 | -0.035233 | -0.036841 | -0.035814 | 0.035597 | 0.037233 | 0.036187 | 91.2705 | -27.5909 | -145.8428 | -88.7295 | 152.4091 | 34.1572 |  | 1.1393 | 1.1335 | 1.1363 | 1.1512 | 1.1458 | 1.1485 | 0.21687 | -119.9353 | 119.9276 | -0.057885 | -120.2089 | 119.667
Line3_1_5 | 0 | 0 | 0 | 0 | 0 | 0 | 0 | 0 | 0 | 0 | 0 | 0 | -1.0023e-10 | 1.2066e-10 | 8.8878e-10 | -1.1415e-10 | -1.9962e-10 | -5.9544e-10 | -4.6742e-10 | 5.7472e-10 | -1.4596e-10 | 2.511e-10 | -2.822e-10 | 6.7189e-11 | 0 | 0 | 0 | 0 | 0 | 0 |  | 1.1393 | 1.1335 | 1.1363 | 1.1393 | 1.1335 | 1.1363 | 0.21687 | -119.9353 | 119.9276 | 0.21687 | -119.9353 | 119.9276
Line4_2_6 | 0.11681 | 0.095672 | 0.09273 | 0.11681 | 0.095672 | 0.09273 | 0.026975 | 0.022095 | 0.021415 | 0.026975 | 0.022095 | 0.021415 | -0.011691 | -0.0060904 | -0.0070296 | 0.011828 | 0.006188 | 0.0071088 | -0.028742 | -0.024505 | -0.023494 | 0.029005 | 0.024693 | 0.023669 | 112.3011 | -16.0907 | -133.4754 | -67.6989 | 163.9093 | 46.5246 |  | 1.1503 | 1.1428 | 1.1451 | 1.1612 | 1.1521 | 1.154 | 0.16639 | -120.0483 | 119.8671 | 0.11687 | -120.1595 | 119.8076
Line5_6_7 | 0.11681 | 0.095672 | 0.09273 | 0.11681 | 0.095672 | 0.09273 | 0.026975 | 0.022095 | 0.021415 | 0.026975 | 0.022095 | 0.021415 | -0.011828 | -0.006188 | -0.0071088 | 0.011964 | 0.0062856 | 0.007188 | -0.029005 | -0.024693 | -0.023669 | 0.029269 | 0.02488 | 0.023844 | 112.3011 | -16.0907 | -133.4754 | -67.6989 | 163.9093 | 46.5246 |  | 1.1612 | 1.1521 | 1.154 | 1.1722 | 1.1615 | 1.1629 | 0.11687 | -120.1595 | 119.8076 | 0.068279 | -120.2689 | 119.7489
Line6_7_8 | 0 | 0.037835 | 0.037872 | 0 | 0.037835 | 0.037872 | 0 | 0.0087375 | 0.0087461 | 0 | 0.0087375 | 0.0087461 | 9.7904e-11 | 0.0071663 | 0.0071886 | -3.6648e-10 | -0.0071573 | -0.0071713 | -1.1086e-09 | 0.0071856 | 0.0071955 | 7.626e-10 | -0.0071573 | -0.0071713 | 0 | -165.346 | 74.7213 | 0 | 14.654 | -105.2787 |  | 1.1722 | 1.1615 | 1.1629 | 1.1716 | 1.1584 | 1.1596 | 0.068279 | -120.2689 | 119.7489 | 0.059035 | -120.346 | 119.7213
Line7_8_9 | 0 | 0 | 0 | 0 | 0 | 0 | 0 | 0 | 0 | 0 | 0 | 0 | 2.9465e-11 | 6.8561e-11 | 7.1123e-10 | -3.0755e-10 | -2.4834e-10 | -2.5336e-10 | -3.7887e-10 | 4.5252e-10 | -3.3222e-11 | 4.8688e-12 | -2.8217e-11 | -2.2752e-11 | 0 | 0 | 0 | 0 | 0 | 0 |  | 1.1716 | 1.1584 | 1.1596 | 1.1716 | 1.1584 | 1.1596 | 0.059035 | -120.346 | 119.7213 | 0.059035 | -120.346 | 119.7213
Line8_8_10 | 0 | 0 | 0 | 0 | 0 | 0 | 0 | 0 | 0 | 0 | 0 | 0 | 2.9465e-11 | 6.8561e-11 | 7.1123e-10 | -3.0755e-10 | -2.4834e-10 | -2.5336e-10 | -3.7887e-10 | 4.5252e-10 | -3.3222e-11 | 4.8689e-12 | -2.8217e-11 | -2.2752e-11 | 0 | 0 | 0 | 0 | 0 | 0 |  | 1.1716 | 1.1584 | 1.1596 | 1.1716 | 1.1584 | 1.1596 | 0.059035 | -120.346 | 119.7213 | 0.059035 | -120.346 | 119.7213
Line9_3_11 | 0.10601 | 0.11146 | 0.10789 | 0.10601 | 0.11146 | 0.10789 | 0.024483 | 0.02574 | 0.024917 | 0.024483 | 0.02574 | 0.024917 | -0.0003737 | -0.0012071 | -0.0020573 | 0.00048453 | 0.0013289 | 0.0021776 | -0.028121 | -0.029401 | -0.028478 | 0.028349 | 0.029647 | 0.02871 | 90.7568 | -27.8034 | -146.1492 | -89.2432 | 152.1966 | 33.8508 |  | 1.1487 | 1.1432 | 1.1459 | 1.1581 | 1.1529 | 1.1555 | -0.0045368 | -120.1544 | 119.7187 | -0.22235 | -120.3699 | 119.5133

## LLG_min_6
name | pf_ikss_a_from_ka | pf_ikss_b_from_ka | pf_ikss_c_from_ka | pf_ikss_a_to_ka | pf_ikss_b_to_ka | pf_ikss_c_to_ka | pf_skss_a_from_mw | pf_skss_b_from_mw | pf_skss_c_from_mw | pf_skss_a_to_mw | pf_skss_b_to_mw | pf_skss_c_to_mw | pf_p_a_from_mw | pf_p_b_from_mw | pf_p_c_from_mw | pf_p_a_to_mw | pf_p_b_to_mw | pf_p_c_to_mw | pf_q_a_from_mvar | pf_q_b_from_mvar | pf_q_c_from_mvar | pf_q_a_to_mvar | pf_q_b_to_mvar | pf_q_c_to_mvar | pf_ikss_a_from_degree | pf_ikss_b_from_degree | pf_ikss_c_from_degree | pf_ikss_a_to_degree | pf_ikss_b_to_degree | pf_ikss_c_to_degree | 3xI0 | pf_vm_a_from_pu | pf_vm_b_from_pu | pf_vm_c_from_pu | pf_vm_a_to_pu | pf_vm_b_to_pu | pf_vm_c_to_pu | pf_va_a_from_degree | pf_va_b_from_degree | pf_va_c_from_degree | pf_va_a_to_degree | pf_va_b_to_degree | pf_va_c_to_degree
Line0_1_2 | 0.012804 | 1.4268 | 1.4819 | 0.012804 | 1.4268 | 1.4819 | 0.0029569 | 0.32951 | 0.34224 | 0.002957 | 0.32951 | 0.34224 | -0.00049624 | 0.15636 | 0.16932 | 0.00050215 | -0.11739 | -0.12707 | 0.0041301 | 0.16479 | 0.17395 | -0.004123 | -0.12357 | -0.13056 | -96.3556 | -144.2954 | 38.6258 | 83.6445 | 35.7046 | -141.3742 |  | 1.4068 | 0.68942 | 0.7093 | 1.4046 | 0.51724 | 0.53235 | 0.49584 | -97.7915 | 84.3975 | 0.58843 | -97.8264 | 84.4025
Line10_11_12 | 0.013281 | 0.011882 | 0.014764 | 0.013281 | 0.011882 | 0.014764 | 0.003067 | 0.0027441 | 0.0034096 | 0.0030671 | 0.0027441 | 0.0034097 | -3.8862e-05 | 0.001785 | -0.0024229 | 4.0617e-05 | -0.0017841 | 0.0024254 | 0.0043111 | -0.00062427 | 5.0215e-05 | -0.0043094 | 0.0006258 | -4.7999e-05 | -89.9736 | -78.6217 | -94.3075 | 90.0264 | 101.3782 | 85.6925 |  | 1.4057 | 0.68913 | 0.71075 | 1.4051 | 0.68898 | 0.71148 | 0.54287 | -97.898 | 84.5051 | 0.56642 | -97.9512 | 84.5588
Line11_12_13 | 0.013281 | 0.011882 | 0.014764 | 0.013281 | 0.011883 | 0.014764 | 0.0030671 | 0.0027441 | 0.0034097 | 0.0030671 | 0.0027442 | 0.0034097 | -4.0619e-05 | 0.0017841 | -0.0024254 | 4.2374e-05 | -0.0017831 | 0.002428 | 0.0043094 | -0.0006258 | 4.7998e-05 | -0.0043078 | 0.00062733 | -4.5782e-05 | -89.9736 | -78.6219 | -94.3075 | 90.0264 | 101.378 | 85.6926 |  | 1.4051 | 0.68898 | 0.71148 | 1.4046 | 0.68883 | 0.71221 | 0.56642 | -97.9512 | 84.5588 | 0.58998 | -98.0045 | 84.6123
Line12_13_15 | 0 | 0 | 0 | 0 | 0 | 0 | 0 | 0 | 0 | 0 | 0 | 0 | 3.8185e-09 | -7.9723e-08 | 8.0985e-08 | -4.887e-09 | 5.3633e-08 | -5.3827e-08 | -1.6204e-07 | 1.0723e-08 | -5.8553e-09 | 1.0808e-07 | -6.2501e-09 | 2.4668e-09 | 0 | 0 | 0 | 0 | 0 | 0 |  | 1.4046 | 0.68883 | 0.71221 | 1.4046 | 0.68883 | 0.71221 | 0.58998 | -98.0045 | 84.6123 | 0.58998 | -98.0045 | 84.6123
Line13_13_14 | 0.013281 | 0.011883 | 0.014765 | 0.013282 | 0.011883 | 0.014765 | 0.0030672 | 0.0027443 | 0.0034098 | 0.0030673 | 0.0027443 | 0.0034098 | -4.238e-05 | 0.0017832 | -0.0024281 | 4.4134e-05 | -0.0017823 | 0.0024306 | 0.0043079 | -0.00062734 | 4.5787e-05 | -0.0043062 | 0.00062887 | -4.3571e-05 | -89.9737 | -78.6225 | -94.3074 | 90.0264 | 101.3774 | 85.6927 |  | 1.4046 | 0.68883 | 0.71221 | 1.404 | 0.68869 | 0.71294 | 0.58998 | -98.0045 | 84.6123 | 0.61356 | -98.0578 | 84.6657
Line14_15_16 | 0 | 0 | 0 | 0 | 0 | 0 | 0 | 0 | 0 | 0 | 0 | 0 | 2.5457e-09 | -5.3148e-08 | 5.399e-08 | -3.6142e-09 | 2.7059e-08 | -2.6832e-08 | -1.0803e-07 | 7.1487e-09 | -3.9035e-09 | 5.4064e-08 | -2.6757e-09 | 5.1507e-10 | 0 | 0 | 0 | 0 | 0 | 0 |  | 1.4046 | 0.68883 | 0.71221 | 1.4046 | 0.68883 | 0.71221 | 0.58998 | -98.0045 | 84.6123 | 0.58998 | -98.0045 | 84.6123
Line15_16_17 | 0 | 0 | 0 | 0 | 0 | 0 | 0 | 0 | 0 | 0 | 0 | 0 | 1.2728e-09 | -2.6574e-08 | 2.6995e-08 | -2.3413e-09 | 4.8499e-10 | 1.6263e-10 | -5.4013e-08 | 3.5744e-09 | -1.9518e-09 | 5.0379e-11 | 8.9867e-10 | -1.4367e-09 | 0 | 0 | 0 | 0 | 0 | 0 |  | 1.4046 | 0.68883 | 0.71221 | 1.4046 | 0.68883 | 0.71221 | 0.58998 | -98.0045 | 84.6123 | 0.58998 | -98.0045 | 84.6123
Line16_4_18 | 0 | 0 | 0 | 0 | 0 | 0 | 0 | 0 | 0 | 0 | 0 | 0 | 1.4056e-09 | -2.6713e-08 | 2.7015e-08 | -2.3526e-09 | 4.8168e-10 | 1.6378e-10 | -5.4277e-08 | 3.4207e-09 | -1.9322e-09 | 4.4421e-11 | 9.0544e-10 | -1.438e-09 | 0 | 0 | 0 | 0 | 0 | 0 |  | 1.4062 | 0.68927 | 0.71003 | 1.4062 | 0.68927 | 0.71003 | 0.51959 | -97.8449 | 84.4514 | 0.51959 | -97.8449 | 84.4514
Line17_5_19 | 0 | 0 | 0 | 0 | 0 | 0 | 0 | 0 | 0 | 0 | 0 | 0 | 1.4504e-09 | -2.676e-08 | 2.7021e-08 | -2.3564e-09 | 4.8055e-10 | 1.6417e-10 | -5.4365e-08 | 3.3688e-09 | -1.9255e-09 | 4.2407e-11 | 9.0771e-10 | -1.4384e-09 | 0 | 0 | 0 | 0 | 0 | 0 |  | 1.4068 | 0.68942 | 0.7093 | 1.4068 | 0.68942 | 0.7093 | 0.49584 | -97.7915 | 84.3975 | 0.49584 | -97.7915 | 84.3975
Line1_1_3 | 0.01328 | 0.011882 | 0.014764 | 0.01328 | 0.011882 | 0.014764 | 0.0030669 | 0.002744 | 0.0034095 | 0.003067 | 0.002744 | 0.0034096 | -3.5349e-05 | 0.0017869 | -0.0024178 | 3.7103e-05 | -0.0017859 | 0.0024203 | 0.0043144 | -0.00062121 | 5.4649e-05 | -0.0043127 | 0.00062274 | -5.2434e-05 | -89.9736 | -78.6213 | -94.3076 | 90.0264 | 101.3785 | 85.6925 |  | 1.4068 | 0.68942 | 0.7093 | 1.4062 | 0.68927 | 0.71003 | 0.49584 | -97.7915 | 84.3975 | 0.51935 | -97.8447 | 84.4514
Line2_1_4 | 0.013347 | 0.01194 | 0.014842 | 0.013347 | 0.01194 | 0.014842 | 0.0030824 | 0.0027575 | 0.0034276 | 0.0030824 | 0.0027575 | 0.0034276 | -5.7282e-05 | 0.0017985 | -0.0024308 | 5.9055e-05 | -0.0017975 | 0.0024334 | 0.0043359 | -0.00061608 | 4.3592e-05 | -0.0043342 | 0.00061763 | -4.1353e-05 | -90.261 | -78.8823 | -94.5751 | 89.739 | 101.1175 | 85.425 |  | 1.4068 | 0.68942 | 0.7093 | 1.4062 | 0.68927 | 0.71003 | 0.49584 | -97.7915 | 84.3975 | 0.51959 | -97.8449 | 84.4514
Line3_1_5 | 0 | 0 | 0 | 0 | 0 | 0 | 0 | 0 | 0 | 0 | 0 | 0 | 2.9008e-09 | -5.352e-08 | 5.4043e-08 | -3.8068e-09 | 2.7241e-08 | -2.6857e-08 | -1.0873e-07 | 6.7377e-09 | -3.8511e-09 | 5.4407e-08 | -2.4611e-09 | 4.8719e-10 | 0 | 0 | 0 | 0 | 0 | 0 |  | 1.4068 | 0.68942 | 0.7093 | 1.4068 | 0.68942 | 0.7093 | 0.49584 | -97.7915 | 84.3975 | 0.49584 | -97.7915 | 84.3975
Line4_2_6 | 0.012804 | 1.4268 | 1.4819 | 0.012804 | 1.4268 | 1.4819 | 0.002957 | 0.32951 | 0.34224 | 0.002957 | 0.32951 | 0.34224 | -0.00050215 | 0.11739 | 0.12707 | 0.00050806 | -0.078409 | -0.084816 | 0.004123 | 0.12357 | 0.13056 | -0.004116 | -0.082335 | -0.087178 | -96.3555 | -144.2954 | 38.6258 | 83.6446 | 35.7046 | -141.3742 |  | 1.4046 | 0.51724 | 0.53235 | 1.4025 | 0.34505 | 0.3554 | 0.58843 | -97.8264 | 84.4025 | 0.68129 | -97.8961 | 84.4125
Line5_6_7 | 0.012804 | 1.4268 | 1.4819 | 0.012804 | 1.4268 | 1.4819 | 0.002957 | 0.32951 | 0.34224 | 0.002957 | 0.32951 | 0.34224 | -0.00050806 | 0.078409 | 0.084816 | 0.00051396 | -0.039431 | -0.042564 | 0.004116 | 0.082335 | 0.087178 | -0.0041089 | -0.041106 | -0.043794 | -96.3555 | -144.2954 | 38.6258 | 83.6446 | 35.7046 | -141.3742 |  | 1.4025 | 0.34505 | 0.3554 | 1.4004 | 0.17286 | 0.17845 | 0.68129 | -97.8961 | 84.4125 | 0.77444 | -98.1046 | 84.4422
Line6_7_8 | 0 | 1.4288 | 1.4985 | 0 | 1.4288 | 1.4985 | 0 | 0.32996 | 0.34606 | 0 | 0.32996 | 0.34606 | 6.6232e-09 | 0.039023 | 0.043239 | -6.9035e-09 | 1.7567e-16 | 3.9401e-15 | -1.642e-07 | 0.041601 | 0.044089 | 1.0947e-07 | -2.9752e-14 | 1.933e-14 | 0 | -144.9359 | 38.8847 | 0 | 35.0641 | -141.1153 |  | 1.4004 | 0.17286 | 0.17845 | 1.3986 | 0 | 0 | 0.77444 | -98.1046 | 84.4422 | 0.84166 | 0 | 0
Line7_8_9 | 0 | 0 | 0 | 0 | 0 | 0 | 0 | 0 | 0 | 0 | 0 | 0 | 2.3012e-09 | -3.0309e-21 | -1.7938e-21 | -2.3012e-09 | 6.8342e-18 | -1.2086e-17 | -5.4697e-08 | -2.2834e-21 | -1.0033e-21 | 7.1563e-11 | 2.2126e-17 | -2.1023e-18 | 0 | 0 | 0 | 0 | 0 | 0 |  | 1.3986 | 0 | 0 | 1.3986 | 0 | 0 | 0.84166 | 0 | 0 | 0.84166 | 0 | 0
Line8_8_10 | 0 | 0 | 0 | 0 | 0 | 0 | 0 | 0 | 0 | 0 | 0 | 0 | 2.3012e-09 | -3.0309e-21 | -1.7938e-21 | -2.3012e-09 | 6.8342e-18 | -1.2086e-17 | -5.4697e-08 | -2.2834e-21 | -1.0033e-21 | 7.1563e-11 | 2.2126e-17 | -2.1023e-18 | 0 | 0 | 0 | 0 | 0 | 0 |  | 1.3986 | 0 | 0 | 1.3986 | 0 | 0 | 0.84166 | 0 | 0 | 0.84166 | 0 | 0
Line9_3_11 | 0.01328 | 0.011882 | 0.014764 | 0.013281 | 0.011882 | 0.014764 | 0.003067 | 0.002744 | 0.0034096 | 0.003067 | 0.0027441 | 0.0034096 | -3.7106e-05 | 0.0017859 | -0.0024203 | 3.886e-05 | -0.001785 | 0.0024229 | 0.0043127 | -0.00062274 | 5.2432e-05 | -0.0043111 | 0.00062427 | -5.0216e-05 | -89.9736 | -78.6215 | -94.3076 | 90.0264 | 101.3783 | 85.6925 |  | 1.4062 | 0.68927 | 0.71003 | 1.4057 | 0.68913 | 0.71075 | 0.51935 | -97.8447 | 84.4514 | 0.54287 | -97.898 | 84.5051

## LLG_min_10
name | pf_ikss_a_from_ka | pf_ikss_b_from_ka | pf_ikss_c_from_ka | pf_ikss_a_to_ka | pf_ikss_b_to_ka | pf_ikss_c_to_ka | pf_skss_a_from_mw | pf_skss_b_from_mw | pf_skss_c_from_mw | pf_skss_a_to_mw | pf_skss_b_to_mw | pf_skss_c_to_mw | pf_p_a_from_mw | pf_p_b_from_mw | pf_p_c_from_mw | pf_p_a_to_mw | pf_p_b_to_mw | pf_p_c_to_mw | pf_q_a_from_mvar | pf_q_b_from_mvar | pf_q_c_from_mvar | pf_q_a_to_mvar | pf_q_b_to_mvar | pf_q_c_to_mvar | pf_ikss_a_from_degree | pf_ikss_b_from_degree | pf_ikss_c_from_degree | pf_ikss_a_to_degree | pf_ikss_b_to_degree | pf_ikss_c_to_degree | 3xI0 | pf_vm_a_from_pu | pf_vm_b_from_pu | pf_vm_c_from_pu | pf_vm_a_to_pu | pf_vm_b_to_pu | pf_vm_c_to_pu | pf_va_a_from_degree | pf_va_b_from_degree | pf_va_c_from_degree | pf_va_a_to_degree | pf_va_b_to_degree | pf_va_c_to_degree
Line0_1_2 | 0.01213 | 1.3517 | 1.4039 | 0.01213 | 1.3517 | 1.4039 | 0.0028013 | 0.31217 | 0.32422 | 0.0028013 | 0.31217 | 0.32422 | -0.00044538 | 0.14034 | 0.15197 | 0.00045068 | -0.10535 | -0.11405 | 0.0037068 | 0.1479 | 0.15612 | -0.0037004 | -0.1109 | -0.11718 | -96.3556 | -144.2954 | 38.6258 | 83.6445 | 35.7046 | -141.3742 |  | 1.3327 | 0.65314 | 0.67197 | 1.3307 | 0.49001 | 0.50433 | 0.49584 | -97.7915 | 84.3975 | 0.58843 | -97.8264 | 84.4025
Line10_11_12 | 0.012582 | 0.011257 | 0.013987 | 0.012582 | 0.011257 | 0.013987 | 0.0029056 | 0.0025997 | 0.0032302 | 0.0029056 | 0.0025997 | 0.0032302 | -3.4879e-05 | 0.0016021 | -0.0021746 | 3.6454e-05 | -0.0016012 | 0.0021768 | 0.0038692 | -0.00056029 | 4.5068e-05 | -0.0038677 | 0.00056166 | -4.308e-05 | -89.9736 | -78.6217 | -94.3075 | 90.0264 | 101.3782 | 85.6925 |  | 1.3317 | 0.65286 | 0.67335 | 1.3312 | 0.65272 | 0.67404 | 0.54287 | -97.898 | 84.5051 | 0.56642 | -97.9512 | 84.5588
Line11_12_13 | 0.012582 | 0.011257 | 0.013987 | 0.012582 | 0.011257 | 0.013987 | 0.0029056 | 0.0025997 | 0.0032302 | 0.0029057 | 0.0025997 | 0.0032302 | -3.6456e-05 | 0.0016012 | -0.0021768 | 3.8031e-05 | -0.0016004 | 0.0021791 | 0.0038677 | -0.00056166 | 4.3078e-05 | -0.0038662 | 0.00056303 | -4.109e-05 | -89.9736 | -78.6219 | -94.3075 | 90.0264 | 101.378 | 85.6926 |  | 1.3312 | 0.65272 | 0.67404 | 1.3306 | 0.65258 | 0.67473 | 0.56642 | -97.9512 | 84.5588 | 0.58998 | -98.0045 | 84.6123
Line12_13_15 | 0 | 0 | 0 | 0 | 0 | 0 | 0 | 0 | 0 | 0 | 0 | 0 | 3.4271e-09 | -7.1552e-08 | 7.2685e-08 | -4.3861e-09 | 4.8136e-08 | -4.8311e-08 | -1.4543e-07 | 9.624e-09 | -5.2552e-09 | 9.7e-08 | -5.6095e-09 | 2.214e-09 | 0 | 0 | 0 | 0 | 0 | 0 |  | 1.3306 | 0.65258 | 0.67473 | 1.3306 | 0.65258 | 0.67473 | 0.58998 | -98.0045 | 84.6123 | 0.58998 | -98.0045 | 84.6123
Line13_13_14 | 0.012582 | 0.011258 | 0.013988 | 0.012583 | 0.011258 | 0.013988 | 0.0029058 | 0.0025998 | 0.0032303 | 0.0029058 | 0.0025999 | 0.0032304 | -3.8036e-05 | 0.0016004 | -0.0021792 | 3.9611e-05 | -0.0015996 | 0.0021815 | 0.0038664 | -0.00056304 | 4.1094e-05 | -0.0038649 | 0.00056441 | -3.9105e-05 | -89.9737 | -78.6225 | -94.3074 | 90.0264 | 101.3774 | 85.6927 |  | 1.3306 | 0.65258 | 0.67473 | 1.3301 | 0.65244 | 0.67542 | 0.58998 | -98.0045 | 84.6123 | 0.61356 | -98.0578 | 84.6657
Line14_15_16 | 0 | 0 | 0 | 0 | 0 | 0 | 0 | 0 | 0 | 0 | 0 | 0 | 2.2848e-09 | -4.7701e-08 | 4.8456e-08 | -3.2437e-09 | 2.4286e-08 | -2.4082e-08 | -9.6955e-08 | 6.416e-09 | -3.5034e-09 | 4.8523e-08 | -2.4015e-09 | 4.6228e-10 | 0 | 0 | 0 | 0 | 0 | 0 |  | 1.3306 | 0.65258 | 0.67473 | 1.3306 | 0.65258 | 0.67473 | 0.58998 | -98.0045 | 84.6123 | 0.58998 | -98.0045 | 84.6123
Line15_16_17 | 0 | 0 | 0 | 0 | 0 | 0 | 0 | 0 | 0 | 0 | 0 | 0 | 1.1424e-09 | -2.3851e-08 | 2.4228e-08 | -2.1014e-09 | 4.3528e-10 | 1.4596e-10 | -4.8477e-08 | 3.208e-09 | -1.7517e-09 | 4.5215e-11 | 8.0656e-10 | -1.2894e-09 | 0 | 0 | 0 | 0 | 0 | 0 |  | 1.3306 | 0.65258 | 0.67473 | 1.3306 | 0.65258 | 0.67473 | 0.58998 | -98.0045 | 84.6123 | 0.58998 | -98.0045 | 84.6123
Line16_4_18 | 0 | 0 | 0 | 0 | 0 | 0 | 0 | 0 | 0 | 0 | 0 | 0 | 1.2615e-09 | -2.3976e-08 | 2.4246e-08 | -2.1115e-09 | 4.3231e-10 | 1.4699e-10 | -4.8714e-08 | 3.0701e-09 | -1.7342e-09 | 3.9868e-11 | 8.1264e-10 | -1.2906e-09 | 0 | 0 | 0 | 0 | 0 | 0 |  | 1.3322 | 0.65299 | 0.67266 | 1.3322 | 0.65299 | 0.67266 | 0.51959 | -97.8449 | 84.4514 | 0.51959 | -97.8449 | 84.4514
Line17_5_19 | 0 | 0 | 0 | 0 | 0 | 0 | 0 | 0 | 0 | 0 | 0 | 0 | 1.3017e-09 | -2.4017e-08 | 2.4252e-08 | -2.1149e-09 | 4.313e-10 | 1.4734e-10 | -4.8793e-08 | 3.0236e-09 | -1.7282e-09 | 3.8061e-11 | 8.1468e-10 | -1.2909e-09 | 0 | 0 | 0 | 0 | 0 | 0 |  | 1.3327 | 0.65314 | 0.67197 | 1.3327 | 0.65314 | 0.67197 | 0.49584 | -97.7915 | 84.3975 | 0.49584 | -97.7915 | 84.3975
Line1_1_3 | 0.012581 | 0.011257 | 0.013987 | 0.012581 | 0.011257 | 0.013987 | 0.0029055 | 0.0025996 | 0.0032301 | 0.0029056 | 0.0025996 | 0.0032301 | -3.1726e-05 | 0.0016037 | -0.00217 | 3.33e-05 | -0.0016029 | 0.0021723 | 0.0038722 | -0.00055754 | 4.9048e-05 | -0.0038707 | 0.00055892 | -4.7059e-05 | -89.9736 | -78.6213 | -94.3076 | 90.0264 | 101.3785 | 85.6925 |  | 1.3327 | 0.65314 | 0.67197 | 1.3322 | 0.653 | 0.67266 | 0.49584 | -97.7915 | 84.3975 | 0.51935 | -97.8447 | 84.4514
Line2_1_4 | 0.012645 | 0.011312 | 0.014061 | 0.012645 | 0.011312 | 0.014061 | 0.0029202 | 0.0026124 | 0.0032472 | 0.0029202 | 0.0026124 | 0.0032472 | -5.1411e-05 | 0.0016142 | -0.0021817 | 5.3002e-05 | -0.0016133 | 0.002184 | 0.0038915 | -0.00055294 | 3.9125e-05 | -0.00389 | 0.00055432 | -3.7114e-05 | -90.261 | -78.8823 | -94.5751 | 89.739 | 101.1175 | 85.425 |  | 1.3327 | 0.65314 | 0.67197 | 1.3322 | 0.65299 | 0.67266 | 0.49584 | -97.7915 | 84.3975 | 0.51959 | -97.8449 | 84.4514
Line3_1_5 | 0 | 0 | 0 | 0 | 0 | 0 | 0 | 0 | 0 | 0 | 0 | 0 | 2.6035e-09 | -4.8035e-08 | 4.8504e-08 | -3.4166e-09 | 2.4449e-08 | -2.4105e-08 | -9.7585e-08 | 6.0471e-09 | -3.4564e-09 | 4.8831e-08 | -2.2089e-09 | 4.3726e-10 | 0 | 0 | 0 | 0 | 0 | 0 |  | 1.3327 | 0.65314 | 0.67197 | 1.3327 | 0.65314 | 0.67197 | 0.49584 | -97.7915 | 84.3975 | 0.49584 | -97.7915 | 84.3975
Line4_2_6 | 0.01213 | 1.3517 | 1.4039 | 0.01213 | 1.3517 | 1.4039 | 0.0028013 | 0.31217 | 0.32422 | 0.0028014 | 0.31217 | 0.32422 | -0.00045068 | 0.10535 | 0.11405 | 0.00045598 | -0.070372 | -0.076123 | 0.0037004 | 0.1109 | 0.11718 | -0.0036941 | -0.073896 | -0.078243 | -96.3555 | -144.2954 | 38.6258 | 83.6446 | 35.7046 | -141.3742 |  | 1.3307 | 0.49001 | 0.50433 | 1.3287 | 0.32689 | 0.33669 | 0.58843 | -97.8264 | 84.4025 | 0.68129 | -97.8961 | 84.4125
Line5_6_7 | 0.01213 | 1.3517 | 1.4039 | 0.01213 | 1.3517 | 1.4039 | 0.0028014 | 0.31217 | 0.32422 | 0.0028014 | 0.31217 | 0.32422 | -0.00045599 | 0.070372 | 0.076123 | 0.00046129 | -0.03539 | -0.038201 | 0.0036941 | 0.073896 | 0.078243 | -0.0036878 | -0.036893 | -0.039306 | -96.3555 | -144.2954 | 38.6258 | 83.6446 | 35.7046 | -141.3742 |  | 1.3287 | 0.32689 | 0.33669 | 1.3267 | 0.16377 | 0.16905 | 0.68129 | -97.8961 | 84.4125 | 0.77444 | -98.1046 | 84.4422
Line6_7_8 | 0 | 1.3536 | 1.4196 | 0 | 1.3536 | 1.4196 | 0 | 0.3126 | 0.32785 | 0 | 0.3126 | 0.32785 | 5.9443e-09 | 0.035024 | 0.038807 | -6.196e-09 | 1.2541e-16 | 3.6788e-15 | -1.4737e-07 | 0.037337 | 0.03957 | 9.8247e-08 | -2.6885e-14 | 1.7608e-14 | 0 | -144.9359 | 38.8847 | 0 | 35.0641 | -141.1153 |  | 1.3267 | 0.16377 | 0.16905 | 1.325 | 0 | 0 | 0.77444 | -98.1046 | 84.4422 | 0.84166 | 0 | 0
Line7_8_9 | 0 | 0 | 0 | 0 | 0 | 0 | 0 | 0 | 0 | 0 | 0 | 0 | 2.0653e-09 | -2.7414e-21 | -1.6401e-21 | -2.0653e-09 | 6.1337e-18 | -1.0848e-17 | -4.9091e-08 | -2.06e-21 | -9.0685e-22 | 6.4229e-11 | 1.9859e-17 | -1.8868e-18 | 0 | 0 | 0 | 0 | 0 | 0 |  | 1.325 | 0 | 0 | 1.325 | 0 | 0 | 0.84166 | 0 | 0 | 0.84166 | 0 | 0
Line8_8_10 | 0 | 0 | 0 | 0 | 0 | 0 | 0 | 0 | 0 | 0 | 0 | 0 | 2.0653e-09 | -2.7414e-21 | -1.6401e-21 | -2.0653e-09 | 6.1337e-18 | -1.0848e-17 | -4.9091e-08 | -2.06e-21 | -9.0685e-22 | 6.4229e-11 | 1.9859e-17 | -1.8868e-18 | 0 | 0 | 0 | 0 | 0 | 0 |  | 1.325 | 0 | 0 | 1.325 | 0 | 0 | 0.84166 | 0 | 0 | 0.84166 | 0 | 0
Line9_3_11 | 0.012581 | 0.011257 | 0.013987 | 0.012582 | 0.011257 | 0.013987 | 0.0029056 | 0.0025996 | 0.0032301 | 0.0029056 | 0.0025997 | 0.0032302 | -3.3303e-05 | 0.0016029 | -0.0021723 | 3.4877e-05 | -0.0016021 | 0.0021746 | 0.0038707 | -0.00055891 | 4.7058e-05 | -0.0038692 | 0.00056029 | -4.507e-05 | -89.9736 | -78.6215 | -94.3076 | 90.0264 | 101.3783 | 85.6925 |  | 1.3322 | 0.653 | 0.67266 | 1.3317 | 0.65286 | 0.67335 | 0.51935 | -97.8447 | 84.4514 | 0.54287 | -97.898 | 84.5051

## LLG_min_fault_6
name | pf_ikss_a_from_ka | pf_ikss_b_from_ka | pf_ikss_c_from_ka | pf_ikss_a_to_ka | pf_ikss_b_to_ka | pf_ikss_c_to_ka | pf_skss_a_from_mw | pf_skss_b_from_mw | pf_skss_c_from_mw | pf_skss_a_to_mw | pf_skss_b_to_mw | pf_skss_c_to_mw | pf_p_a_from_mw | pf_p_b_from_mw | pf_p_c_from_mw | pf_p_a_to_mw | pf_p_b_to_mw | pf_p_c_to_mw | pf_q_a_from_mvar | pf_q_b_from_mvar | pf_q_c_from_mvar | pf_q_a_to_mvar | pf_q_b_to_mvar | pf_q_c_to_mvar | pf_ikss_a_from_degree | pf_ikss_b_from_degree | pf_ikss_c_from_degree | pf_ikss_a_to_degree | pf_ikss_b_to_degree | pf_ikss_c_to_degree | 3xI0 | pf_vm_a_from_pu | pf_vm_b_from_pu | pf_vm_c_from_pu | pf_vm_a_to_pu | pf_vm_b_to_pu | pf_vm_c_to_pu | pf_va_a_from_degree | pf_va_b_from_degree | pf_va_c_from_degree | pf_va_a_to_degree | pf_va_b_to_degree | pf_va_c_to_degree
Line0_1_2 | 0.0028145 | 0.026655 | 0.029402 | 0.0028145 | 0.026655 | 0.029402 | 0.00064998 | 0.0061557 | 0.00679 | 0.00064999 | 0.0061557 | 0.00679 | 0.00036302 | 0.0040929 | 0.004258 | -0.00036272 | -0.0040811 | -0.0042407 | 0.00056313 | 0.0033424 | 0.0049681 | -0.00056282 | -0.0033271 | -0.0049531 | -53.9356 | -156.7441 | 64.6637 | 126.0644 | 23.256 | -115.3363 |  | 1.0308 | 0.85843 | 0.96364 | 1.0301 | 0.85537 | 0.9603 | 3.2564 | -117.5081 | 114.065 | 3.2635 | -117.5556 | 114.0944
Line10_11_12 | 0.0028345 | 0.0028466 | 0.0028681 | 0.0028346 | 0.0028467 | 0.0028682 | 0.00065461 | 0.0006574 | 0.00066237 | 0.00065462 | 0.00065741 | 0.00066238 | 0.00037097 | 0.00023642 | -0.00062453 | -0.0003709 | -0.00023634 | 0.00062461 | 0.00056339 | -0.00051252 | 0.00013243 | -0.00056332 | 0.00051261 | -0.00013235 | -53.3766 | -52.2923 | -53.9451 | 126.6234 | 127.7077 | 126.0549 |  | 1.0305 | 0.85856 | 0.96383 | 1.0303 | 0.85862 | 0.96392 | 3.2599 | -117.5292 | 114.0824 | 3.2616 | -117.5397 | 114.0911
Line11_12_13 | 0.0028346 | 0.0028467 | 0.0028682 | 0.0028346 | 0.0028467 | 0.0028682 | 0.00065462 | 0.00065741 | 0.00066238 | 0.00065463 | 0.00065742 | 0.00066239 | 0.0003709 | 0.00023634 | -0.00062461 | -0.00037083 | -0.00023627 | 0.0006247 | 0.00056332 | -0.00051261 | 0.00013235 | -0.00056325 | 0.00051269 | -0.00013227 | -53.3767 | -52.2923 | -53.9451 | 126.6233 | 127.7077 | 126.0549 |  | 1.0303 | 0.85862 | 0.96392 | 1.0301 | 0.85869 | 0.96402 | 3.2616 | -117.5397 | 114.0911 | 3.2634 | -117.5503 | 114.0998
Line12_13_15 | 0 | 0 | 0 | 0 | 0 | 0 | 0 | 0 | 0 | 0 | 0 | 0 | -1.3185e-08 | -1.0113e-08 | 2.3571e-08 | 8.4811e-09 | 7.0269e-09 | -1.5781e-08 | -2.1962e-08 | 1.8834e-08 | -4.1988e-09 | 1.4846e-08 | -1.2428e-08 | 2.454e-09 | 0 | 0 | 0 | 0 | 0 | 0 |  | 1.0301 | 0.85869 | 0.96402 | 1.0301 | 0.85869 | 0.96402 | 3.2634 | -117.5503 | 114.0998 | 3.2634 | -117.5503 | 114.0998
Line13_13_14 | 0.0028347 | 0.0028468 | 0.0028683 | 0.0028348 | 0.0028468 | 0.0028684 | 0.00065465 | 0.00065744 | 0.00066241 | 0.00065466 | 0.00065745 | 0.00066242 | 0.00037084 | 0.00023628 | -0.00062473 | -0.00037077 | -0.00023621 | 0.00062481 | 0.00056327 | -0.00051271 | 0.00013228 | -0.00056319 | 0.0005128 | -0.0001322 | -53.3768 | -52.2925 | -53.9452 | 126.6232 | 127.7075 | 126.0548 |  | 1.0301 | 0.85869 | 0.96402 | 1.03 | 0.85875 | 0.96411 | 3.2634 | -117.5503 | 114.0998 | 3.2651 | -117.5608 | 114.1084
Line14_15_16 | 0 | 0 | 0 | 0 | 0 | 0 | 0 | 0 | 0 | 0 | 0 | 0 | -8.7897e-09 | -6.7421e-09 | 1.5714e-08 | 4.0863e-09 | 3.6558e-09 | -7.9243e-09 | -1.4641e-08 | 1.2556e-08 | -2.7992e-09 | 7.525e-09 | -6.15e-09 | 1.0544e-09 | 0 | 0 | 0 | 0 | 0 | 0 |  | 1.0301 | 0.85869 | 0.96402 | 1.0301 | 0.85869 | 0.96402 | 3.2634 | -117.5503 | 114.0998 | 3.2634 | -117.5503 | 114.0998
Line15_16_17 | 0 | 0 | 0 | 0 | 0 | 0 | 0 | 0 | 0 | 0 | 0 | 0 | -4.3948e-09 | -3.3711e-09 | 7.857e-09 | -3.0853e-10 | 2.8477e-10 | -6.7338e-11 | -7.3207e-09 | 6.2779e-09 | -1.3996e-09 | 2.0427e-10 | 1.2785e-10 | -3.4519e-10 | 0 | 0 | 0 | 0 | 0 | 0 |  | 1.0301 | 0.85869 | 0.96402 | 1.0301 | 0.85869 | 0.96402 | 3.2634 | -117.5503 | 114.0998 | 3.2634 | -117.5503 | 114.0998
Line16_4_18 | 0 | 0 | 0 | 0 | 0 | 0 | 0 | 0 | 0 | 0 | 0 | 0 | -4.3879e-09 | -3.4089e-09 | 7.8886e-09 | -3.1055e-10 | 2.8525e-10 | -6.649e-11 | -7.367e-09 | 6.2861e-09 | -1.3799e-09 | 2.0405e-10 | 1.2946e-10 | -3.4661e-10 | 0 | 0 | 0 | 0 | 0 | 0 |  | 1.0306 | 0.85849 | 0.96374 | 1.0306 | 0.85849 | 0.96374 | 3.2582 | -117.5187 | 114.0737 | 3.2582 | -117.5187 | 114.0737
Line17_5_19 | 0 | 0 | 0 | 0 | 0 | 0 | 0 | 0 | 0 | 0 | 0 | 0 | -4.3855e-09 | -3.4216e-09 | 7.8991e-09 | -3.1122e-10 | 2.8541e-10 | -6.6202e-11 | -7.3825e-09 | 6.2887e-09 | -1.3732e-09 | 2.0397e-10 | 1.3001e-10 | -3.4708e-10 | 0 | 0 | 0 | 0 | 0 | 0 |  | 1.0308 | 0.85843 | 0.96364 | 1.0308 | 0.85843 | 0.96364 | 3.2564 | -117.5081 | 114.065 | 3.2564 | -117.5081 | 114.065
Line1_1_3 | 0.0028345 | 0.0028466 | 0.0028681 | 0.0028345 | 0.0028466 | 0.0028681 | 0.00065459 | 0.00065739 | 0.00066235 | 0.0006546 | 0.00065739 | 0.00066236 | 0.00037112 | 0.00023656 | -0.00062435 | -0.00037104 | -0.00023649 | 0.00062444 | 0.00056353 | -0.00051234 | 0.00013259 | -0.00056346 | 0.00051243 | -0.00013251 | -53.3766 | -52.2922 | -53.9451 | 126.6234 | 127.7078 | 126.0549 |  | 1.0308 | 0.85843 | 0.96364 | 1.0306 | 0.85849 | 0.96374 | 3.2564 | -117.5081 | 114.065 | 3.2582 | -117.5187 | 114.0737
Line2_1_4 | 0.0028488 | 0.002861 | 0.0028827 | 0.0028489 | 0.0028611 | 0.0028828 | 0.00065791 | 0.00066072 | 0.00066574 | 0.00065792 | 0.00066073 | 0.00066575 | 0.00037028 | 0.0002402 | -0.00062817 | -0.00037021 | -0.00024013 | 0.00062826 | 0.00056817 | -0.00051381 | 0.00013028 | -0.0005681 | 0.0005139 | -0.0001302 | -53.6509 | -52.5639 | -54.2184 | 126.3491 | 127.4361 | 125.7816 |  | 1.0308 | 0.85843 | 0.96364 | 1.0306 | 0.85849 | 0.96374 | 3.2564 | -117.5081 | 114.065 | 3.2582 | -117.5187 | 114.0737
Line3_1_5 | 0 | 0 | 0 | 0 | 0 | 0 | 0 | 0 | 0 | 0 | 0 | 0 | -8.771e-09 | -6.8432e-09 | 1.5798e-08 | 4.0743e-09 | 3.707e-09 | -7.9653e-09 | -1.4765e-08 | 1.2577e-08 | -2.7464e-09 | 7.5865e-09 | -6.1587e-09 | 1.0261e-09 | 0 | 0 | 0 | 0 | 0 | 0 |  | 1.0308 | 0.85843 | 0.96364 | 1.0308 | 0.85843 | 0.96364 | 3.2564 | -117.5081 | 114.065 | 3.2564 | -117.5081 | 114.065
Line4_2_6 | 0.0028145 | 0.026655 | 0.029402 | 0.0028146 | 0.026655 | 0.029402 | 0.00064999 | 0.0061557 | 0.00679 | 0.00064999 | 0.0061557 | 0.00679 | 0.00036272 | 0.0040811 | 0.0042407 | -0.00036242 | -0.0040693 | -0.0042233 | 0.00056282 | 0.0033271 | 0.0049531 | -0.0005625 | -0.0033118 | -0.004938 | -53.9356 | -156.744 | 64.6637 | 126.0644 | 23.2561 | -115.3364 |  | 1.0301 | 0.85537 | 0.9603 | 1.0295 | 0.85231 | 0.95695 | 3.2635 | -117.5556 | 114.0944 | 3.2705 | -117.6034 | 114.1241
Line5_6_7 | 0.0028146 | 0.026655 | 0.029402 | 0.0028146 | 0.026655 | 0.029402 | 0.00064999 | 0.0061557 | 0.00679 | 0.00065 | 0.0061557 | 0.00679 | 0.00036242 | 0.0040693 | 0.0042233 | -0.00036212 | -0.0040575 | -0.004206 | 0.0005625 | 0.0033118 | 0.004938 | -0.00056219 | -0.0032965 | -0.0049229 | -53.9357 | -156.7439 | 64.6636 | 126.0643 | 23.2562 | -115.3365 |  | 1.0295 | 0.85231 | 0.95695 | 1.0288 | 0.84926 | 0.95361 | 3.2705 | -117.6034 | 114.1241 | 3.2776 | -117.6515 | 114.1539
Line6_7_8 | 0 | 0.027634 | 0.031032 | 0 | 0.027634 | 0.031032 | 0 | 0.0063818 | 0.0071665 | 0 | 0.0063818 | 0.0071665 | -1.3082e-08 | 0.0038299 | 0.0048343 | 8.412e-09 | -0.0038182 | -0.0048149 | -2.2486e-08 | 0.0038349 | 0.0048305 | 1.5204e-08 | -0.0038183 | -0.0048149 | 0 | -162.689 | 69.1759 | 0 | 17.3111 | -110.8241 |  | 1.0288 | 0.84926 | 0.95361 | 1.0283 | 0.84612 | 0.95015 | 3.2776 | -117.6515 | 114.1539 | 3.2829 | -117.6888 | 114.1758
Line7_8_9 | 0 | 0 | 0 | 0 | 0 | 0 | 0 | 0 | 0 | 0 | 0 | 0 | -4.3565e-09 | -3.4939e-09 | 7.8492e-09 | -3.0107e-10 | 3.1988e-10 | -1.762e-11 | -7.4994e-09 | 6.2559e-09 | -1.2812e-09 | 2.0512e-10 | 1.1886e-10 | -3.3586e-10 | 0 | 0 | 0 | 0 | 0 | 0 |  | 1.0283 | 0.84612 | 0.95015 | 1.0283 | 0.84612 | 0.95015 | 3.2829 | -117.6888 | 114.1758 | 3.2829 | -117.6888 | 114.1758
Line8_8_10 | 0 | 0 | 0 | 0 | 0 | 0 | 0 | 0 | 0 | 0 | 0 | 0 | -4.3565e-09 | -3.4939e-09 | 7.8492e-09 | -3.0107e-10 | 3.1988e-10 | -1.762e-11 | -7.4994e-09 | 6.2559e-09 | -1.2812e-09 | 2.0512e-10 | 1.1886e-10 | -3.3586e-10 | 0 | 0 | 0 | 0 | 0 | 0 |  | 1.0283 | 0.84612 | 0.95015 | 1.0283 | 0.84612 | 0.95015 | 3.2829 | -117.6888 | 114.1758 | 3.2829 | -117.6888 | 114.1758
Line9_3_11 | 0.0028345 | 0.0028466 | 0.0028681 | 0.0028345 | 0.0028466 | 0.0028681 | 0.0006546 | 0.00065739 | 0.00066236 | 0.00065461 | 0.0006574 | 0.00066237 | 0.00037104 | 0.00023649 | -0.00062444 | -0.00037097 | -0.00023642 | 0.00062453 | 0.00056346 | -0.00051243 | 0.00013251 | -0.00056339 | 0.00051252 | -0.00013243 | -53.3766 | -52.2922 | -53.9451 | 126.6234 | 127.7077 | 126.0549 |  | 1.0306 | 0.85849 | 0.96374 | 1.0305 | 0.85856 | 0.96383 | 3.2582 | -117.5187 | 114.0737 | 3.2599 | -117.5292 | 114.0824

## LLG_min_fault_10
name | pf_ikss_a_from_ka | pf_ikss_b_from_ka | pf_ikss_c_from_ka | pf_ikss_a_to_ka | pf_ikss_b_to_ka | pf_ikss_c_to_ka | pf_skss_a_from_mw | pf_skss_b_from_mw | pf_skss_c_from_mw | pf_skss_a_to_mw | pf_skss_b_to_mw | pf_skss_c_to_mw | pf_p_a_from_mw | pf_p_b_from_mw | pf_p_c_from_mw | pf_p_a_to_mw | pf_p_b_to_mw | pf_p_c_to_mw | pf_q_a_from_mvar | pf_q_b_from_mvar | pf_q_c_from_mvar | pf_q_a_to_mvar | pf_q_b_to_mvar | pf_q_c_to_mvar | pf_ikss_a_from_degree | pf_ikss_b_from_degree | pf_ikss_c_from_degree | pf_ikss_a_to_degree | pf_ikss_b_to_degree | pf_ikss_c_to_degree | 3xI0 | pf_vm_a_from_pu | pf_vm_b_from_pu | pf_vm_c_from_pu | pf_vm_a_to_pu | pf_vm_b_to_pu | pf_vm_c_to_pu | pf_va_a_from_degree | pf_va_b_from_degree | pf_va_c_from_degree | pf_va_a_to_degree | pf_va_b_to_degree | pf_va_c_to_degree
Line0_1_2 | 0.0026664 | 0.025252 | 0.027854 | 0.0026664 | 0.025252 | 0.027854 | 0.00061577 | 0.0058317 | 0.0064327 | 0.00061578 | 0.0058317 | 0.0064327 | 0.00032582 | 0.0036734 | 0.0038216 | -0.00032555 | -0.0036628 | -0.003806 | 0.00050541 | 0.0029998 | 0.0044589 | -0.00050513 | -0.0029861 | -0.0044454 | -53.9356 | -156.7441 | 64.6637 | 126.0644 | 23.256 | -115.3363 |  | 0.97655 | 0.81325 | 0.91293 | 0.97592 | 0.81035 | 0.90976 | 3.2564 | -117.5081 | 114.065 | 3.2635 | -117.5556 | 114.0944
Line10_11_12 | 0.0026854 | 0.0026968 | 0.0027172 | 0.0026854 | 0.0026968 | 0.0027172 | 0.00062016 | 0.0006228 | 0.00062751 | 0.00062016 | 0.00062281 | 0.00062752 | 0.00033295 | 0.00021218 | -0.00056052 | -0.00033289 | -0.00021212 | 0.0005606 | 0.00050565 | -0.00045999 | 0.00011886 | -0.00050558 | 0.00046007 | -0.00011879 | -53.3766 | -52.2923 | -53.9451 | 126.6234 | 127.7077 | 126.0549 |  | 0.97624 | 0.81337 | 0.9131 | 0.97608 | 0.81343 | 0.91319 | 3.2599 | -117.5292 | 114.0824 | 3.2616 | -117.5397 | 114.0911
Line11_12_13 | 0.0026854 | 0.0026968 | 0.0027172 | 0.0026854 | 0.0026969 | 0.0027173 | 0.00062016 | 0.00062281 | 0.00062752 | 0.00062017 | 0.00062282 | 0.00062752 | 0.00033288 | 0.00021212 | -0.0005606 | -0.00033282 | -0.00021205 | 0.00056067 | 0.00050558 | -0.00046007 | 0.00011879 | -0.00050552 | 0.00046015 | -0.00011872 | -53.3767 | -52.2923 | -53.9451 | 126.6233 | 127.7077 | 126.0549 |  | 0.97608 | 0.81343 | 0.91319 | 0.97592 | 0.81349 | 0.91328 | 3.2616 | -117.5397 | 114.0911 | 3.2634 | -117.5503 | 114.0998
Line12_13_15 | 0 | 0 | 0 | 0 | 0 | 0 | 0 | 0 | 0 | 0 | 0 | 0 | -1.1833e-08 | -9.0767e-09 | 2.1155e-08 | 7.6119e-09 | 6.3067e-09 | -1.4164e-08 | -1.9711e-08 | 1.6903e-08 | -3.7684e-09 | 1.3324e-08 | -1.1154e-08 | 2.2025e-09 | 0 | 0 | 0 | 0 | 0 | 0 |  | 0.97592 | 0.81349 | 0.91328 | 0.97592 | 0.81349 | 0.91328 | 3.2634 | -117.5503 | 114.0998 | 3.2634 | -117.5503 | 114.0998
Line13_13_14 | 0.0026855 | 0.002697 | 0.0027174 | 0.0026856 | 0.002697 | 0.0027174 | 0.00062019 | 0.00062284 | 0.00062755 | 0.0006202 | 0.00062285 | 0.00062756 | 0.00033283 | 0.00021206 | -0.0005607 | -0.00033277 | -0.000212 | 0.00056078 | 0.00050554 | -0.00046016 | 0.00011872 | -0.00050547 | 0.00046024 | -0.00011865 | -53.3768 | -52.2925 | -53.9452 | 126.6232 | 127.7075 | 126.0548 |  | 0.97592 | 0.81349 | 0.91328 | 0.97577 | 0.81355 | 0.91337 | 3.2634 | -117.5503 | 114.0998 | 3.2651 | -117.5608 | 114.1084
Line14_15_16 | 0 | 0 | 0 | 0 | 0 | 0 | 0 | 0 | 0 | 0 | 0 | 0 | -7.8888e-09 | -6.0511e-09 | 1.4103e-08 | 3.6675e-09 | 3.2811e-09 | -7.1122e-09 | -1.3141e-08 | 1.1269e-08 | -2.5123e-09 | 6.7537e-09 | -5.5197e-09 | 9.4633e-10 | 0 | 0 | 0 | 0 | 0 | 0 |  | 0.97592 | 0.81349 | 0.91328 | 0.97592 | 0.81349 | 0.91328 | 3.2634 | -117.5503 | 114.0998 | 3.2634 | -117.5503 | 114.0998
Line15_16_17 | 0 | 0 | 0 | 0 | 0 | 0 | 0 | 0 | 0 | 0 | 0 | 0 | -3.9444e-09 | -3.0256e-09 | 7.0517e-09 | -2.7691e-10 | 2.5558e-10 | -6.0436e-11 | -6.5704e-09 | 5.6345e-09 | -1.2561e-09 | 1.8333e-10 | 1.1474e-10 | -3.0981e-10 | 0 | 0 | 0 | 0 | 0 | 0 |  | 0.97592 | 0.81349 | 0.91328 | 0.97592 | 0.81349 | 0.91328 | 3.2634 | -117.5503 | 114.0998 | 3.2634 | -117.5503 | 114.0998
Line16_4_18 | 0 | 0 | 0 | 0 | 0 | 0 | 0 | 0 | 0 | 0 | 0 | 0 | -3.9382e-09 | -3.0595e-09 | 7.08e-09 | -2.7872e-10 | 2.5601e-10 | -5.9675e-11 | -6.6119e-09 | 5.6418e-09 | -1.2385e-09 | 1.8313e-10 | 1.1619e-10 | -3.1108e-10 | 0 | 0 | 0 | 0 | 0 | 0 |  | 0.9764 | 0.81331 | 0.91302 | 0.9764 | 0.81331 | 0.91302 | 3.2582 | -117.5187 | 114.0737 | 3.2582 | -117.5187 | 114.0737
Line17_5_19 | 0 | 0 | 0 | 0 | 0 | 0 | 0 | 0 | 0 | 0 | 0 | 0 | -3.936e-09 | -3.0709e-09 | 7.0895e-09 | -2.7932e-10 | 2.5615e-10 | -5.9417e-11 | -6.6259e-09 | 5.6442e-09 | -1.2325e-09 | 1.8306e-10 | 1.1668e-10 | -3.1151e-10 | 0 | 0 | 0 | 0 | 0 | 0 |  | 0.97655 | 0.81325 | 0.91293 | 0.97655 | 0.81325 | 0.91293 | 3.2564 | -117.5081 | 114.065 | 3.2564 | -117.5081 | 114.065
Line1_1_3 | 0.0026853 | 0.0026967 | 0.0027171 | 0.0026853 | 0.0026968 | 0.0027172 | 0.00062014 | 0.00062279 | 0.00062749 | 0.00062015 | 0.00062279 | 0.0006275 | 0.00033308 | 0.00021232 | -0.00056036 | -0.00033302 | -0.00021225 | 0.00056044 | 0.00050578 | -0.00045983 | 0.000119 | -0.00050571 | 0.00045991 | -0.00011893 | -53.3766 | -52.2922 | -53.9451 | 126.6234 | 127.7078 | 126.0549 |  | 0.97655 | 0.81325 | 0.91293 | 0.9764 | 0.81331 | 0.91301 | 3.2564 | -117.5081 | 114.065 | 3.2582 | -117.5187 | 114.0737
Line2_1_4 | 0.0026989 | 0.0027104 | 0.002731 | 0.0026989 | 0.0027105 | 0.002731 | 0.00062328 | 0.00062595 | 0.0006307 | 0.00062329 | 0.00062596 | 0.00063071 | 0.00033233 | 0.00021558 | -0.00056379 | -0.00033227 | -0.00021552 | 0.00056387 | 0.00050994 | -0.00046115 | 0.00011692 | -0.00050987 | 0.00046123 | -0.00011685 | -53.6509 | -52.5639 | -54.2184 | 126.3491 | 127.4361 | 125.7816 |  | 0.97655 | 0.81325 | 0.91293 | 0.9764 | 0.81331 | 0.91302 | 3.2564 | -117.5081 | 114.065 | 3.2582 | -117.5187 | 114.0737
Line3_1_5 | 0 | 0 | 0 | 0 | 0 | 0 | 0 | 0 | 0 | 0 | 0 | 0 | -7.872e-09 | -6.1418e-09 | 1.4179e-08 | 3.6567e-09 | 3.327e-09 | -7.1489e-09 | -1.3252e-08 | 1.1288e-08 | -2.4649e-09 | 6.8089e-09 | -5.5275e-09 | 9.2096e-10 | 0 | 0 | 0 | 0 | 0 | 0 |  | 0.97655 | 0.81325 | 0.91293 | 0.97655 | 0.81325 | 0.91293 | 3.2564 | -117.5081 | 114.065 | 3.2564 | -117.5081 | 114.065
Line4_2_6 | 0.0026664 | 0.025252 | 0.027854 | 0.0026664 | 0.025252 | 0.027854 | 0.00061578 | 0.0058317 | 0.0064327 | 0.00061578 | 0.0058317 | 0.0064327 | 0.00032555 | 0.0036628 | 0.003806 | -0.00032528 | -0.0036522 | -0.0037905 | 0.00050513 | 0.0029861 | 0.0044454 | -0.00050485 | -0.0029724 | -0.0044319 | -53.9356 | -156.744 | 64.6637 | 126.0644 | 23.2561 | -115.3364 |  | 0.97592 | 0.81035 | 0.90976 | 0.97529 | 0.80746 | 0.90659 | 3.2635 | -117.5556 | 114.0944 | 3.2705 | -117.6034 | 114.1241
Line5_6_7 | 0.0026664 | 0.025252 | 0.027854 | 0.0026665 | 0.025252 | 0.027854 | 0.00061578 | 0.0058317 | 0.0064327 | 0.00061579 | 0.0058317 | 0.0064326 | 0.00032528 | 0.0036522 | 0.0037905 | -0.00032501 | -0.0036416 | -0.0037749 | 0.00050485 | 0.0029724 | 0.0044319 | -0.00050457 | -0.0029586 | -0.0044184 | -53.9357 | -156.7439 | 64.6636 | 126.0643 | 23.2562 | -115.3365 |  | 0.97529 | 0.80746 | 0.90659 | 0.97465 | 0.80456 | 0.90342 | 3.2705 | -117.6034 | 114.1241 | 3.2776 | -117.6515 | 114.1539
Line6_7_8 | 0 | 0.02618 | 0.029399 | 0 | 0.02618 | 0.029399 | 0 | 0.006046 | 0.0067893 | 0 | 0.006046 | 0.0067893 | -1.1741e-08 | 0.0034374 | 0.0043388 | 7.5498e-09 | -0.0034269 | -0.0043214 | -2.0182e-08 | 0.0034419 | 0.0043354 | 1.3646e-08 | -0.0034269 | -0.0043214 | 0 | -162.689 | 69.1759 | 0 | 17.3111 | -110.8241 |  | 0.97465 | 0.80456 | 0.90342 | 0.97417 | 0.80159 | 0.90015 | 3.2776 | -117.6515 | 114.1539 | 3.2829 | -117.6888 | 114.1758
Line7_8_9 | 0 | 0 | 0 | 0 | 0 | 0 | 0 | 0 | 0 | 0 | 0 | 0 | -3.91e-09 | -3.1358e-09 | 7.0447e-09 | -2.7021e-10 | 2.871e-10 | -1.5814e-11 | -6.7308e-09 | 5.6147e-09 | -1.1499e-09 | 1.841e-10 | 1.0668e-10 | -3.0144e-10 | 0 | 0 | 0 | 0 | 0 | 0 |  | 0.97417 | 0.80159 | 0.90015 | 0.97417 | 0.80159 | 0.90015 | 3.2829 | -117.6888 | 114.1758 | 3.2829 | -117.6888 | 114.1758
Line8_8_10 | 0 | 0 | 0 | 0 | 0 | 0 | 0 | 0 | 0 | 0 | 0 | 0 | -3.91e-09 | -3.1358e-09 | 7.0447e-09 | -2.7021e-10 | 2.871e-10 | -1.5814e-11 | -6.7308e-09 | 5.6147e-09 | -1.1499e-09 | 1.841e-10 | 1.0668e-10 | -3.0144e-10 | 0 | 0 | 0 | 0 | 0 | 0 |  | 0.97417 | 0.80159 | 0.90015 | 0.97417 | 0.80159 | 0.90015 | 3.2829 | -117.6888 | 114.1758 | 3.2829 | -117.6888 | 114.1758
Line9_3_11 | 0.0026853 | 0.0026968 | 0.0027172 | 0.0026854 | 0.0026968 | 0.0027172 | 0.00062015 | 0.00062279 | 0.0006275 | 0.00062016 | 0.0006228 | 0.00062751 | 0.00033302 | 0.00021225 | -0.00056044 | -0.00033295 | -0.00021218 | 0.00056052 | 0.00050571 | -0.00045991 | 0.00011893 | -0.00050565 | 0.00045999 | -0.00011886 | -53.3766 | -52.2922 | -53.9451 | 126.6234 | 127.7077 | 126.0549 |  | 0.9764 | 0.81331 | 0.91301 | 0.97624 | 0.81337 | 0.9131 | 3.2582 | -117.5187 | 114.0737 | 3.2599 | -117.5292 | 114.0824